## QA
Version | Prepared by | Date | Checked by | Date | Authorised by | Date | Change log
V5c | Alex Duckworth | 2014-10-24 | Andrew Cripps | 2014-10-24 | Andrew Cripps | 2014-10-24 | Minor amendment to column E of the non-dom benchmark tab.
V5b | Alex Duckworth | 2014-10-24 | Andrew Cripps | 2014-10-24 | Andrew Cripps | 2014-10-24 | Non-domestic heat energy updated for three categories (High street agency, General retail and small food store), note added to non-domestic benchmark.
V5a | Alex Duckworth | 2014-10-08 | Andrew Cripps | 2014-10-14 | Andrew Cripps | 2014-10-14 | Changed NPV discount rate to 9% Added various source references for assumptions and benchmarks used Changed non-domestic saving in year 0 to 5% from 0% as this would be more appropriate for smaller schemes where the installation will not take as long.
V4b | Alex Duckworth | 2014-08-07 | Andrew Cripps | 2014-08-08 | Andrew Cripps | 2014-08-08 | Amended the software cost to £15 per dwelling to avoid the problem with the £1500 applying to one or homes. Changed saving in year 0 to 10% from 0% as this would be more appropriate for smaller schemes where the installation will not take as long.
V4a | Alex Duckworth | 2014-08-05 | Sarah Doyle (DECC)/Andrew Cripps |  | Andrew Cripps |  | Dwellings types amended and reduced in number to reflect Imapact Assessment energy benchmarks Extended dwelling age range as per IA benchmarks Corrected non-domestic types to match across spreadsheet to ensure references match Corrected dwelling number text error Removed uneccessary cells in Controller tab Feedback tab removed Added HCA already installed to Results tab (HCA result section) Corrected notes cell reference to return correct text when building is shown to be viable Corrected mixed building CBA error - now include operational cost beyond yr2 Corrected Mixed use results text now returns viability as intended Landlord/tenant hot water in/out adjustment included in non-domestic energy demand calculation Corrected CBA now ensures energy saving = 0% in yr 0. 1/2 of full % in yr 1 and full % in yr 2. Separated heating and cooling system/network efficiencies to allow easier future modification if required - figures remain identical Updated CBA heating control reference and added non-domestic heating control cost at £50/100m2 Updated clear cells macro to match latest UI change 600mm pipe length question changed Updated lists to reflect correct age, type and location ranges as mentioned Changed font to all arial and removed IFERROR function to help compatability with Excel 1997 onwards Removed repeat 'Notes' statement of viability - now only stated once per usage type. Added cost ranges to the collector base station to refelct lower cost for smaller (serve fewer units) stations.
V3b (DECC issue) | Alex Duckworth | 2014-07-15 |  |  |  |  | Passwords removed and tabs unhidden.
V3b (testing issue) | Alex Duckworth/Elena Olloqui | 2014-07-09 | Peter Concannon/Alex Duckworth | 2014-07-09 | Peter Concannon | 2014-07-09 | Changes for draft issue for testing Added summary text to instructions tab. Hidden all tabs not required for testing. Remaining visible: Instruction, User Interface, Results and Feedback Change following in Costs tab: C6 and C47 removed external link £60 fixed Fixed bottom quicklinks when locked function on user interface tab Format and colour coordination update worksheets and workbook locked. Correct typos found in instructions tab "or" to "of" and "domestic" to "non-domestic" Date due changed to 17th July
V3a | Elena Olloqui | 2014-06-23 |  |  |  |  | Change to labels for Natural Ventilation and Mechanical Ventilation for increase precision. Correction to data requirements for non domestic details. Change behaviour for hot water allocation to heat demand for non domestic - see specification Update commissioning and receivers costs and cost allocation assumptions DECC - Add clear form button, change text B11 DECC - Change text B11 and add weather correction for domestic DECC - Change text B14 (block to building); building identifier cell to be mandatory; update text B15/B16; update text B22 (Non-Domestic) DECC - Clarification of LTHW for C20 and C22
DECC - Clarification of Chilled water in B25 DECC - Clarification of Air Conditioning to Centralised Air Conditioning; correction of rules DECC - Label changes B60, B107, B62, B109, B63, B110, B64, B111, B108, B71, B118 DECC - Change non domestic error/warning message DECC - Internal list rename (COOLDATA_MISSING); change text for METER_YES DECC - Controller hide rows not used DECC - updates to treatment and rules of DHW heat demand allocation and water meter or other additional heat meters for DHW. Approximation used for regions with no weather correction factors.
DECC - £0 operational costs in year 0 - calculation updated DECC - 0 savings in year 0 - calculation updated
V2f | Elena Olloqui | 2014-06-19 |  |  |  |  | Correction to cost for meter for non domestic following final cost review Correction to make domestic hot water include/exclude as per information from user.
V2e | Elena Olloqui | 2014-06-17 |  |  |  |  | If no flats, it is not required to enter number of storeys
V2d | Elena Olloqui | 2014-06-16 |  |  |  |  | Simplify user navigation code Update and complete treatment of Mixed use
V2c | Elena Olloqui | 2014-06-13 |  |  |  |  | Cooling checks updated Review of level of lossess Actions from feedback received from DECC on meeting 09/06/14
V2b | Elena Olloqui | 2014-06-06 |  |  |  |  | Update cost of receivers for non flat blocks (assume they are not required); Cost of heat meters for non domestic updated.
V2a | Elena Olloqui | 2014-06-06 |  |  |  |  | Cooling added by Alex Duckworth; Cooling banchmarks and calculations added; Corrections and updates from feedback EO review applied
v1i | Matthew Smalley | 2014-06-02 |  |  |  |  | Fully implemented latest cost data Introduced question re: electricity points Average number of flats per floor calculated Added flags to limit combinations of dwellings able to be entered
v1h | Matthew Smalley | 2014-05-30 |  |  |  |  | Corrected gas price used for domestic savings calculation - as network fuel savings mattering, commercial price should be used Added in option in tool to state number of blocks, and number of storeys Added non-domestic table, and ensured that it was functional User fuel input added Updated costs of HCAs Unknown caveat entered in tool
v1g | Matthew Smalley | 2014-05-29 |  |  |  |  | Added "Instructions", "QA" and "Tool" tabs Updated cost data Modified savings rate based on presence of controls - 30% no controls, 20% time or temp, 10% both Reviewed W/m2 figure Reflected lower savings for non-dom - 10% assumed Fixed DWH for domestic to exclude if not attached to the heat network Started to work on the Interface for the trial tool - for testing Included network and boiler losses in the potential fuel savings Linked tool to front end, with exception of non-dom areas Entered "IFERROR" functions to allow logic to continue with blank cells, defaulting to zero. Added in inputs for differently sized flats Added logic such that viability message only appears once all requisite fields are entered. Added message regarding control selection on "Tool"

## Instructions
Technical and Financial Viability Testing Tool Instructions
This tool allows users to evaluate the technical and financial viability of implementing heat or cooling meters and HCAs in existing buildings which are fed by heating or cooling networks and community schemes. This tool is to be used by any organisation responsible for delivering heating or cooling to dwellings or non-domestic units.
TOOL FUNCTION
The tool is designed to evaluate the following configurations: • One or more blocks of flats, all of identical topology and system configuration • One or more detached dwellings, all of identical topology and system configuration • One or more semi-detached dwellings, all of identical topology and system configuration • One or more terraced blocks, all of identical topology and system configuration • Non domestic buildings with tenants/units served by heat/cooling networks. • Mixed use buildings where all flats and non domestic units are served by the same system configuration. This tool is not suitable for any other configuration and different blocks will need to be entered separately if they do not have identical topologies and HVAC system configurations.
USER INTERFACE
Data is input into the “User Interface” tab, and results are output in the “Results” tab. The “User Interface” tab is split into sections: • General Information This section is where basic information concerning the building, its age, location, and occupants is recorded. • Technical viability Basic information on system configuration is required to provide a quick evaluation of technical viability. When the system is deemed to be not technically viable at this stage, the user is informed and no additional information is required. For non domestic buildings, applicability and technical viability of cooling meters is also assessed here. • Domestic Details If the block contains dwellings, information regarding the number and types of domestic unit is entered here, as well as details which will affect the costs of any installation or technology used. • Non-domestic Details If the block contains non-domestic units/tenants, information regarding the number, area and types of non-domestic units is required, as well as details which affect the costs of any installation or technology used. The tool highlights data which is required via a “MANDATORY FIELD” flag displayed in red to the right. Other fields which are not needed for a given building are ‘greyed out’. Once all the required input fields are completed, the results of the viability test are displayed in the “Results” tab. Please note that a final evaluation is not produced until all required data are entered. Some data is only to be provided by selecting from drop down options. To do this, click in the field/cell. An arrow will then be shown. Clicking on this provides the user with the options available for selection.
RESULTS
In the “Results” tab, the outputs of the viability evaluation are displayed. It is split into domestic, non-domestic, and mixed, and will give results for each. If metering is deemed feasible, this means that, under standard circumstances and standard costs, heat meters could be technically and financially viable to install. If metering is not viable, but heat cost allocators are deemed to be, under standard circumstances and standard costs, HCAs could be technically and financially viable to install. If neither metering nor heat cost allocators are viable, no action needs to be taken at this time. The tab also displays important warnings or assumptions that the calculation has made, based on the quality of data input, or on the specific data added.
For further guidance, please refer to the Heat Metering Tool User Guide

## User Interface
Technical and Financial Viability Testing of Individual Heat and Cooling Metering and HCAs
This tool alows users to evaluate the technical and financial viability of implementing heat meters and HCAs in existing heat networks.
To use this tool, please read the accompanying User Guide. You can evaluate the viability of either one of the following at any one time: * One or more blocks of flats, when they are all identical in topology and system configuration; * One or more detached dwellings, when they are all identical in topology and system configuration; * One or more semi-detached dwellings, when they are all identical in topology and system configuration; * or one or more terrace house blocks, when they are all identical in topology and system configuration. Topology: number, type and location of all flats in the building
PLEASE ENSURE YOU CLEAR THE FORM FOR ANY NEW ASSESSMENTS
MANDATORY FIELDS (RED) Data must be provided
GENERAL INFORMATION |  |  |  | GI count | 5
Building(s) name/identification |  |  | 1 | Technical1 | 8
In which region is the building located? |  |  | 1 | Technical2 | 0
Building age |  |  | 1 | DomData | 11
Building use |  |  | 1 | NonDomData | 35
How many separate buildings are being evaluated? |  |  | 1 | CoolData | 3
How many individual non-domestic tenancy areas / units are there in ALL the buildings? |  |  | 0
How many individual dwellings are there in ALL the buildings? |  |  | 0
Are Heat Cost Allocators present? |  |  | 1
TECHNICAL VIABILITY
DOMESTIC How is the heating distributed to individual dwellings from the central heat source? |  |  | 1
NON DOMESTIC How is the heating distributed to individual units/tenants from the central heat source? |  |  | 1
NON DOMESTIC Are the non-domestic units served by a communal cooling system? |  |  | 1
NON DOMESTIC How is cooling distributed to individual non-domestic units from the central heat rejection plant? |  |  | 1
NON DOMESTIC What is the type of chilled water flow and return entry to each non-domestic unit or separate tenant area? |  |  | 1
NON DOMESTIC How is fresh air supplied to the non-domestic units? |  |  | 1
NON DOMESTIC Does the supply ventilation also provide heating to the non-domestic units or separate tenant areas? |  |  | 1
NON DOMESTIC Does the supply ventilation also provide cooling to the non-domestic units or separate tenant areas? |  |  | 1
DOMESTIC DETAILS
DWELLING NUMBERS
Dwelling Type | Number of dwellings
Detached house(s) |  |  | 0
Semi detached house(s) |  |  | 0
Terraced houses |  |  | 0
Flats |  |  | 0
Total | 0 |  | 1
Total number of dwellings does not match total stated in the General Information section. Please correct.
If flats, how many storeys? |  | Not Required | 0
If known, what is the total metered heat in kWh supplied by the heat network?
SYSTEM CONFIGURATION
What type of heat emitter is used? |  |  | 1
Average number of radiators per dwelling |  | Not Required
What is the type of heating flow and return entry to each dwelling? |  |  | 1
From what source is the domestic hot water provided for each dwelling? |  |  | 1
Are there any heating system time controls that the occupants can adjust? |  |  | 1
Are there temperature controls on the heating system that the occupant can adjust, other than Thermostatic Radiator Valves (TRVs)? |  |  | 1
Are there TRVs present? |  |  | 1
INSTALLATION DETAILS
Would there be any issues with arranging access to the property and to the areas for fitting the meters? |  |  | 1
Is there access to the pipework without the need to damage decoration or building fabric? e.g. cupboard access |  |  | 1
Are there isolation valves installed that will allow the dwelling to be isolated? |  |  | 1
Is there access to a straight 600mm length of pipe in order to fit a heat meter in accordance with latest best practice guidance? |  |  | 1
NON DOMESTIC DETAILS
Activity (or closest activity to) | Number of units | Total Gross Internal Floor Area (m2)
General office, public waiting or circulation areas |  |  | 1
High street agency |  |  | 1
General retail |  |  | 1
Large non-food shop |  |  | 1
Small food store |  |  | 1
Large food store and Public buildings with light usage |  |  | 1
Restaurant |  |  | 1
Bar, pub or licensed club |  |  | 1
Hotel |  |  | 1
Cultural activities, Clinics and Terminals |  |  | 1
Entertainment halls, Hospital (clinical and research) and Long Term Residential buildings |  |  | 1
Swimming pool centre |  |  | 1
Fitness and health centre |  |  | 1
Dry sports and leisure facility |  |  | 1
Schools and seasonal public buildings |  |  | 1
University campus |  |  | 1
General accommodation |  |  | 1
Emergency services |  |  | 1
Laboratory or operating theatre |  |  | 1
Workshop |  |  | 1
Storage facility |  |  | 1
Cold storage |  |  | 1
Total | 0 | 0 | 1
Total number of units does not match total stated in the General Information section. Please correct.
How many storeys does the building contain? |  |  | 1
If known, what is the total metered heat in kWh supplied by the heat network?
SYSTEM CONFIGURATION
HEATING
What type of heat emitter is used? |  |  | 1
Average number of radiators for each non-domestic unit |  | Not Required | 0
What is the type of heating flow and return entry to each non-domestic unit or separate tenant area? |  |  | 1
Are main uses of domestic hot water in landlord space or within the tenant's space? |  |  | 1
From what source is the domestic hot water provided for each non-domestic unit? |  |  | 1
Are there any heating system time controls that the occupants can adjust? |  |  | 1
Are there temperature controls on the heating system that the occupant can adjust, other than Thermostatic Radiator Valves (TRVs)? |  |  | 1
Are there TRVs present? |  |  | 1
INSTALLATION DETAILS
Would there be any issues with arranging access to the property and to the areas for fitting the meters? |  |  | 1
Is there access to the pipework without the need to damage decoration or building fabric? e.g. cupboard access |  |  | 1
Are there isolation valves installed that will allow the non-domestic units or separate tenant areas to be isolated? |  |  | 1
Is there access to a straight 600mm length of pipe in order to fit a heat meter in accordance with latest best practice guidance? |  |  | 1
Back to General Information
Back to Domestic Inputs
Back to Non-domestic Inputs

## Results
Technical and Financial Viability Testing of Individual Heat and Cooling Metering and HCAs
RESULTS
DOMESTIC
Heating
There is data missing in the GENERAL INFORMATION section. Please review and complete the information required.
There is data missing in the GENERAL INFORMATION section. Please review and complete the information required.
Energy and costs
Total benchmark annual energy saving | kWh/year
Total annual cost saving | per year
Total capital investment cost
Total annual operation costs | per year
10 year Net Present Value
Notes
NON DOMESTIC
Heating
There is data missing in the GENERAL INFORMATION section. Please review and complete the information required.
There is data missing in the GENERAL INFORMATION section. Please review and complete the information required.
Energy and costs
Total benchmark annual energy saving | kWh/year
Total annual cost saving | per year
Total capital investment cost
Total annual operation costs | per year
10 year Net Present Value
Cooling
There is data missing in the GENERAL INFORMATION section. Please review and complete the information required.
Energy and costs
Total benchmark annual energy saving | kWh/year
Total annual cost saving | per year
Total capital investment cost
Total annual operation costs | per year
10 year Net Present Value
Notes
MIXED
Heating
Not Applicable
Not Applicable
Energy and costs
Total benchmark annual energy saving | kWh/year
Total annual cost saving | per year
Total capital investment cost
Total annual operation costs | per year
10 year Net Present Value
Cooling
Not Applicable
Energy and costs
Total benchmark annual energy saving | kWh/year
Total annual cost saving | per year
Total capital investment cost
Total annual operation costs | per year
10 year Net Present Value
Notes

## Controller
COMMON INPUT
| Assessment name | 0
| No. of separate buildings | 0
[5 empty] | Heat meter viability flag | Heating HCA flag | Cool meter viability flag
| Questions | Inputs
| Where is the building located? | 0
| Building Age | 0
| Building use | 0
| How many individual non-domestic tenancy areas / units are in the building? | 0
| How many individual dwellings are in the building? | 0
| HCAs installed? | 0
DOMESTIC INPUT
| DWELLING NUMBERS | Number of each type
| Detached house | 0
| Semi detached house (end terrace) | 0
| Terraced house | 0
| Flat | 0
| Total | 0
SYSTEM CONFIGURATION
HEATING SYSTEM
| How is the heat distributed to individual dwellings from the central heat source? | 0 |  |  | 0 | 0
| What type of heat emitter is used? | 0 |  |  |  | 0
| Average number of radiators per dwelling | 0
| What is the type of hot water flow and return entry to each dwelling? | 0 |  |  | 0
DHW SYSTEM
| From what source is the DHW provided for each dwelling? | 0
INSTALLATION DETAILS: HEATING, COOLING & DHW
| Are there isolation valves installed that will allow the dwelling to be isolated? | 0
| Is there access to the pipework without the need to damage decoration or building fabric? e.g. cupboard access | 0
| Is the accessible pipe at least 13 pipe diameters in length plus 250mm? | 0
NON-DOMESTIC INPUT
NON-DOMESTIC NUMBERS
| Activity (or closest activity to) | Number of Units | Total Gross Internal Area (m2)
| General office, public waiting or circulation areas | 0 | 0
| High street agency | 0 | 0
| General retail | 0 | 0
| Large non-food shop | 0 | 0
| Small food store | 0 | 0
| Large food store and Public buildings with light usage | 0 | 0
| Restaurant | 0 | 0
| Bar, pub or licensed club | 0 | 0
| Hotel | 0 | 0
| Cultural activities, Clinics and Terminals | 0 | 0
| Entertainment halls, Hospital (clinical and research) and Long Term Residential buildings | 0 | 0
| Swimming pool centre | 0 | 0
| Fitness and health centre | 0 | 0
| Dry sports and leisure facility | 0 | 0
| Schools and seasonal public buildings | 0 | 0
| University campus | 0 | 0
| General accommodation | 0 | 0
| Emergency services | 0 | 0
| Laboratory or operating theatre | 0 | 0
| Workshop | 0 | 0
| Storage facility | 0 | 0
| Cold storage | 0 | 0
SYSTEM CONFIGURATION
HEATING SYSTEM
| How is the heat distributed to individual non-domestic units from the central heat source? | 0 |  |  | 0 | 0
| What type of heat emitter is used? | 0 |  |  |  | 0
| Total number of radiators for non-domestic units | 0
| How is fresh air supplied to the non-domestic units? | 0
| Does the supply ventilation also provide heating to the non-domestic units or separate tenant areas? | 0 |  |  | 0 | 0
| What is the type of hot water flow and return entry to each non-domestic unit or separate tenant area? | 0 |  |  | 0
COOLING SYSTEM
| Are the non-domestic units served by a communal cooling system? | 0 |  |  |  |  | 0
| How is cooling distributed to individual non-domestic units from the central heat rejection plant? | 0 |  |  |  |  | 0
| How is fresh air supplied to the non-domestic units? | 0 |  |  | 0 | 0 | 0
| Does the supply ventilation also provide cooling to the non-domestic units or separate tenant areas? | 0 |  |  |  |  | 0
| What is the type of CHILLED water flow and return entry to each non-domestic unit or separate tenant area? | 0 |  |  |  |  | 0
DHW SYSTEM
| From what source is the DHW provided for each non-domestic unit? | 0
INSTALLATION DETAILS: HEATING & DHW
| Are there isolation valves installed that will allow the non-domestic units or separate tenant areas to be isolated? | 0
| Is there access to the pipework without the need to damage decoration or building fabric? e.g. cupboard access | 0
| Is the accessible pipe at least 13 pipe diameters in length plus 250mm? | 0
COST BENEFIT ANALYSIS
OUTPUT FROM CBA
| > DOMESTIC Heat meter viability | #N/A
| > DOMESTIC HCAs viability | #N/A
| > NON DOMESTIC Heat meter viability | #N/A
| > NON DOMESTIC HCAs viability | #N/A
| > Heat meters for cooling viability | #DIV/0!
| > MIXED use heat meters viability | #N/A
| > MIXED use HCAs viability | #N/A
[5 empty] | Heat meter viability flag | Heating HCA flag | Cool meter viability flag
|  |  |  | Domestic | 0 | 0
|  |  |  | Non-domestic | 0 | 0 | 0
SUMMARY OF BLOCKS AND UNITS
No. of dwellings
| Detached house | 0
| Semi detached house (end terrace) | 0
| Terraced house | 0
| Flat | 0
| Total | 0
| Total No. of domestic radiators | 0
| Domestic DHW System | 0 | <<Note: if separate to heating system +1 water meter; if local heating do not include but assume DHW already metered and therefore use reduced energy demand but don't include saving
| Non-domestic uses | No. of non-domestic units or separate tenant areas
| General office | 0
| High street agency | 0
| General retail | 0
| Large non-food shop | 0
| Small food store | 0
| Large food store | 0
| Restaurant | 0
| Bar, pub or licensed club | 0
| Hotel | 0
| Cultural activities | 0
| Entertainment halls | 0
| Swimming pool centre | 0
| Fitness and health centre | 0
| Dry sports and leisure facility | 0
| Public buildings with light usage | #REF!
| Schools and seasonal public buildings | 0
| University campus | 0
| Clinic | #REF!
| Hospital (clinical and research) | #REF!
| Long term residential | #REF!
| General accommodation | 0
| Emergency services | 0
| Laboratory or operating theatre | 0
| Public waiting or circulation | #REF!
| Terminal | #REF!
| Workshop | 0
| Storage facility | 0
| Cold storage | 0
| Non-domestic uses | Floor Area (m2)
| General office | 0
| High street agency | 0
| General retail | 0
| Large non-food shop | 0
| Small food store | 0
| Large food store | 0
| Restaurant | 0
| Bar, pub or licensed club | 0
| Hotel | 0
| Cultural activities | 0
| Entertainment halls | 0
| Swimming pool centre | 0
| Fitness and health centre | 0
| Dry sports and leisure facility | 0
| Public buildings with light usage | #REF!
| Schools and seasonal public buildings | 0
| University campus | 0
| Clinic | #REF!
| Hospital (clinical and research) | #REF!
| Long term residential | #REF!
| General accommodation | 0
| Emergency services | 0
| Laboratory or operating theatre | 0
| Public waiting or circulation | #REF!
| Terminal | #REF!
| Workshop | 0
| Storage facility | 0
| Cold storage | 0
| Non-domestic DHW System | 0 | <<Note: if separate to heating system +1 water meter; if local heating do not include but assume DHW already metered and therefore use reduced energy demand but don't include saving
| Building location | 0
| Building year of construction | 0
| Controls | 0

## Lists
Lists
Building use |  | Region | Non-domestic building type | Development Stage |  | Domestic heat distribution method |  | Building age ranges | Domestic Building Types |  | Existing metering strategy |  | Existing billing strategy | Yes/No | Yes/No/Unknown | IAG Level | Domestic heat emitter type
B_USE |  | REGION | NDB_TYPE | STAGE |  | MEDIUM |  | DOM_AGE | DOM_TYPE |  | MTR_STRAT |  | BILL_STRAT | YN | YNU | IAG | EMITTER
Domestic |  | Thames | General office | New build | LTHW | Low temperature hot water (LTHW: typically below 90 degrees C) |  | Pre 1917 | Detached house |  | No metering within block |  | Allocated | Yes | Yes | Low | Radiators
Non-domestic |  | South East England | High street agency | Existing building |  | Other |  | 1918 to 1938 | Semi detached house (end terrace) |  | Metering at block level |  | Fixed price | No | No | Central | Water based underfloor heating
Mixed |  | Southern England | General retail |  |  |  |  | 1939 to 1959 | Terraced house |  | Metering for some individual tenancy / unit areas (non domestic) |  | Standing charge plus variable adjustment |  | Unknown | High | Local warm air system
|  | South West England | Large non-food shop |  |  |  |  | 1960 to 1975 | Flat |  | Metering for some individual dwellings (domestic)
|  | Severn | Small food store |  |  | Non-domestic heat distribution method |  | 1976 to 1982 |  | HCA_INSTALL | HCAs with water meters installed in each dwelling or non-domestic unit | [5 empty] | Non-domestic heat emitter type
|  | Midlands | Large food store |  |  | MEDIUM_NONDOM |  | 1983 to 1989 |  | METER_INSTALL | Heat meters installed in each dwelling or non-domestic unit | [5 empty] | EMITTER_NONDOM
|  | West Pennines | Restaurant |  |  | Low temperature hot water (LTHW: typically below 90 degrees C) |  | 1990 to 1999 |  | NOT_REQ | [6 empty] | Radiators
|  | NW England / SW Scotland | Bar, pub or licensed club |  |  | Other |  | Post 2000 | [8 empty] | Water based underfloor heating
|  | Borders | Hotel | [13 empty] | Local warm air system/air conditioning
|  | North East England | Cultural activities | [13 empty] | Fan coil units
|  | East Pennines | Entertainment halls | [13 empty] | VRV/VRF split system
|  | East Anglia | Swimming pool centre |  |  | Non-domestic cooling distribution method
|  | West Scotland | Fitness and health centre |  |  | COOL_MEDIUM_NONDOM | [10 empty] | Non-domestic cool emitter type
|  | East Scotland | Dry sports and leisure facility |  | CHILLED | Chilled water | [10 empty] | COOL_EMITTER_NONDOM
|  | North East Scotland | Covered car park |  | REFRIGERANT | Other | [9 empty] | COOL_AIR | Air system air conditioning
|  | Wales | Public buildings with light usage | [13 empty] | Fan coil units
|  | Northern Ireland | Schools and seasonal public buildings |  | DHW_USES | Landlord's space | [9 empty] | COOL_VRF | VRV/VRF split system
|  | North West Scotland | University campus |  |  | Tenants' spaces | [10 empty] | Radiant ceiling
|  |  | Clinic | [13 empty] | Chilled beams
Hospital (clinical and research)
Long term residential
|  |  | General accommodation | [13 empty] | Non-domestic ventilation systems
|  |  | Emergency services | [13 empty] | VENT_NONDOM
|  |  | Laboratory or operating theatre | [13 empty] | Natural or Local Mechanical ventilation
|  |  | Public waiting or circulation | [13 empty] | Communal/Central Mechanical ventilation
|  |  | Terminal | [13 empty] | Centralised Air Conditioning
Workshop
|  |  | Storage facility | [13 empty] | Hot Water
|  |  | Cold storage | [13 empty] | DHW_SOURCE
From the same heat network connection as the space heating system
From a separate connection to the same heat network as the space heating system
From local electric or gas heaters
Heat Meter Viability | [5 empty] | Error comments |  |  | Controls |  |  | Domestic System Configurations |  |  | Installation Scenario |  | From a central system separate from the heating supply
[9 empty] | CONTROLS |  |  |  | DOM_SYS_CONFIG |  | INST_SCEN
METER_YES | Heat meters are viable on an average building(s) of this type |  |  |  |  | CHECK_NONDOM | Revisit building use and/or number of non-domestic units |  | None |  |  | SP_ENTRY | Single point of entry |  | Low
METER_YES2 | Heat meters must be installed in all units/dwellings with no metering or HCAs during major refurbishment |  |  |  |  | CHECK_DOM | Revisit building use and/or number of dwellings |  | Time and Temperature |  |  | MP_ENTRY | Multiple points of entry |  | Medium
| HM installed in dwellings |  |  |  |  | DWELL_NO | Revisit and check number of dwellings entered |  | Time or Temperature only |  |  |  | Unknown |  | High
| HM installed in non-dwellings |  |  |  |  | NONDOM_NO | Revisit and check number of non-domestic units entered
HCA_YES | HCAs and water meter must be installed in units/dwellings with no metering or HCAs
HCA_READY | HCAs already installed. Reinstall not required. |  |  |  |  | MIXED_USE | For blocks with a mixed use of domestic and non-domestic areas please create a separate sub-zone for each
| HCA installed in non-dwellings |  |  |  |  | COST_ERROR | Error if cost effectiveness results do not tie up
HCA_NO | HCAs are NOT viable for individual units/dwellings
METER_NO | Heat meters are NOT viable on an average building(s) of this type
METER_? | Heat meters or HCAs may be viable |  |  |  |  | Control comments
ERROR | There are problems with the data provided or missing data. Please review the data input and mandatory fields. |  |  |  |  | INST_CONT | Controls to allow ocupants to adjust thier heat usage should be installed via TRVs or Thermostats. The cost for these is not included in the viability evaluation as this is considered good practice regardless of metering.
DET_HOUSE | Each detached house must be heat metered at building level |  |  |  |  | INST_CONT2 | You can install additional controls in order to allow occupants to better reduce their heat usage, through either TRVs or Thermostats. These costs are not included in the model, as this is considered good practice regardless of metering.
[6 empty] | INST_NOWT | Appropriate controls are present.
COOL_METER_YES | Meters for cooling system are viable on an average building(s) of this type
COOL_METER_NO | Meters for cooling system are NOT viable on an average building(s) of this type |  |  |  |  | Unknown Warning
[6 empty] | UNK | The worst installation cost value will be applied.
NON_VIABLE | Evaluation of viability has been determined. You do not need to fill in any other information. Check the RESULTS tab.
GI_ERROR | There is data missing in the GENERAL INFORMATION section. Please review and complete the information required.
COOLING_NA | Not applicable - cooling viability is only evaluated for non domestic buildings and when communal cooling system available
TECHDATA_MISSING | There is data missing in the TECHNICAL VIABILITY section. Please review and complete the information required.
REFURB_NOTE | Your building(s) is/are deemed technically and financially viable under standard circumstances for Heat Meters or HCAs. If there are plans for refurbishment or demolition, please consult the NMO for further advice on whether and how implementation should proceed.
HCA_NOTE | As there are already HCAs present, please consult with the NMO for further advice.
LEGAL_NOTE | If you envisage that you will incur aditional unavoidable costs due to changes to tenancy and contract agreements please consult the NMO for further advice.
DATA_MISSING | There is data missing. Please review and complete the information required.

## CBA
NPV calculations
Reference | 0 | 1 | 2 | 3 | 4 | 5 | 6 | 7 | 8 | 9 | 10 | 11 | 12 | 13 | 14 | 15 | 16 | 17 | 18 | 19 | 20 | 21 | 22 | 23 | 24 | 25 | 26 | 27 | 28 | 29
Lifecycle year | 1 | 2 | 3 | 4 | 5 | 6 | 7 | 8 | 9 | 10 | 11 | 12 | 13 | 14 | 15 | 16 | 17 | 18 | 19 | 20 | 21 | 22 | 23 | 24 | 25 | 26 | 27 | 28 | 29 | 30
Year | 2014 | 2015 | 2016 | 2017 | 2018 | 2019 | 2020 | 2021 | 2022 | 2023 | 2024 | 2025 | 2026 | 2027 | 2028 | 2029 | 2030 | 2031 | 2032 | 2033 | 2034 | 2035 | 2036 | 2037 | 2038 | 2039 | 2040 | 2041 | 2042 | 2043
DOMESTIC EVALUATION
SAVINGS
Type of dwelling | Detached house | Semi detached house (end terrace) | Terraced house | Flat
Age of dwelling | 0 | 0 | 0 | 0
Number of dwelling type | 0 | 0 | 0 | 0
Total annual heat demand kWh | #N/A | #N/A | #N/A | #N/A
Post implementation annual heat demand | #N/A | #N/A | #N/A | #N/A | #N/A | #N/A | #N/A | #N/A | #N/A | #N/A | #N/A | #N/A | #N/A | #N/A | #N/A | #N/A | #N/A | #N/A | #N/A | #N/A | #N/A | #N/A | #N/A | #N/A | #N/A | #N/A | #N/A | #N/A | #N/A | #N/A
% estimated energy saving | 10% | 20% | 20% | 20% | 20% | 20% | 20% | 20% | 20% | 20% | 20% | 20% | 20% | 20% | 20% | 20% | 20% | 20% | 20% | 20% | 20% | 20% | 20% | 20% | 20% | 20% | 20% | 20% | 20% | 20%
Pre implementation annual heat demand | #N/A | #N/A | #N/A | #N/A | #N/A | #N/A | #N/A | #N/A | #N/A | #N/A | #N/A | #N/A | #N/A | #N/A | #N/A | #N/A | #N/A | #N/A | #N/A | #N/A | #N/A | #N/A | #N/A | #N/A | #N/A | #N/A | #N/A | #N/A | #N/A | #N/A
Network/boiler losses correction | 130.7% | 130.7% | 130.7% | 130.7% | 130.7% | 130.7% | 130.7% | 130.7% | 130.7% | 130.7% | 130.7% | 130.7% | 130.7% | 130.7% | 130.7% | 130.7% | 130.7% | 130.7% | 130.7% | 130.7% | 130.7% | 130.7% | 130.7% | 130.7% | 130.7% | 130.7% | 130.7% | 130.7% | 130.7% | 130.7%
Annual kWh savings | #N/A | #N/A | #N/A | #N/A | #N/A | #N/A | #N/A | #N/A | #N/A | #N/A | #N/A | #N/A | #N/A | #N/A | #N/A | #N/A | #N/A | #N/A | #N/A | #N/A | #N/A | #N/A | #N/A | #N/A | #N/A | #N/A | #N/A | #N/A | #N/A | #N/A
Cost of gas | Central
Gas price p/kWh | 3.3166 | 3.4415 | 3.4854 | 3.5563 | 3.6272 | 3.6364 | 3.6456 | 3.6548 | 3.664 | 3.6732 | 3.6824 | 3.6916 | 3.7008 | 3.71 | 3.7193 | 3.7285 | 3.7377 | 3.7377 | 3.7377 | 3.7377 | 3.7377 | 3.7377 | 3.7377 | 3.7377 | 3.7377 | 3.7377 | 3.7377 | 3.7377 | 3.7377 | 3.7377
£ annual saving | #N/A | #N/A | #N/A | #N/A | #N/A | #N/A | #N/A | #N/A | #N/A | #N/A | #N/A | #N/A | #N/A | #N/A | #N/A | #N/A | #N/A | #N/A | #N/A | #N/A | #N/A | #N/A | #N/A | #N/A | #N/A | #N/A | #N/A | #N/A | #N/A | #N/A
COSTS FOR HEAT METERS
Cost of meters per dwelling: |  |  | Total Cost of data gathering and commissioning: | [7 empty] | Controls
Cost of meter | 200 |  | Ave per block | #DIV/0! | [6 empty] | Cost per dwelling
Number of blocks | 0 |  | N. required | #DIV/0! | [5 empty] | Are heating controls already present? | 0 | Controls already present
Number of storeys | 0 |  | Data controller | #DIV/0! | [6 empty] | 50 | Replacement cost at year 15
Number of dwellings/flats | 0 |  | Commissioning | #DIV/0!
Avg flats per storey | #DIV/0! |  | Software set up | 0
Installation Cost | 105 |  | Receivers | #DIV/0!
Cost of additional heat meter for DHW | 0 |  | Avg per dwelling | #DIV/0!
Annual operational cost | 0 | 0 | 0 | 0 | 0 | 0 | 0 | 0 | 0 | 0 | 0 | 0 | 0 | 0 | 0 | 0 | 0 | 0 | 0 | 0 | 0 | 0 | 0 | 0 | 0 | 0 | 0 | 0 | 0 | 0
Capex | #DIV/0! | 0 | 0 | 0 | 0 | 0 | 0 | 0 | 0 | 0 | #DIV/0! | 0 | 0 | 0 | 50 | 0 | 0 | 0 | 0 | 0 | #DIV/0! | 0 | 0 | 0 | 0 | 0 | 0 | 0 | 0 | 0
£ annual cost | #DIV/0! | 0 | 0 | 0 | 0 | 0 | 0 | 0 | 0 | 0 | #DIV/0! | 0 | 0 | 0 | 50 | 0 | 0 | 0 | 0 | 0 | #DIV/0! | 0 | 0 | 0 | 0 | 0 | 0 | 0 | 0 | 0
COSTS FOR HCAs
Cost of HCA installed | 40
Avg n. radiators per dwelling | 0
Cost of HCAs per dwelling | 0
Cost of data gathering equipment | #DIV/0!
Cost of installed water meter | 150
Annual operational cost | 0 | 0 | 0 | 0 | 0 | 0 | 0 | 0 | 0 | 0 | 0 | 0 | 0 | 0 | 0 | 0 | 0 | 0 | 0 | 0 | 0 | 0 | 0 | 0 | 0 | 0 | 0 | 0 | 0 | 0
Capex | #DIV/0! | 0 | 0 | 0 | 0 | 0 | 0 | 0 | 0 | 0 | #DIV/0! | 0 | 0 | 0 | 50 | 0 | 0 | 0 | 0 | 0 | #DIV/0! | 0 | 0 | 0 | 0 | 0 | 0 | 0 | 0 | 0
£ annual cost | #DIV/0! | 0 | 0 | 0 | 0 | 0 | 0 | 0 | 0 | 0 | #DIV/0! | 0 | 0 | 0 | 50 | 0 | 0 | 0 | 0 | 0 | #DIV/0! | 0 | 0 | 0 | 0 | 0 | 0 | 0 | 0 | 0
NON DOMESTIC EVALUATION
SAVINGS
Activity (or closest activity to) | Number of Units | Total Gross Internal Area (m2) | Annual heat demand (kWh) | Annual cooling demand (kWh)
General office, public waiting or circulation areas | 0 | 0 | #N/A | 0
High street agency | 0 | 0 | #N/A | 0
General retail | 0 | 0 | #N/A | 0
Large non-food shop | 0 | 0 | #N/A | 0
Small food store | 0 | 0 | #N/A | 0
Large food store and Public buildings with light usage | 0 | 0 | #N/A | 0
Restaurant | 0 | 0 | #N/A | 0
Bar, pub or licensed club | 0 | 0 | #N/A | 0
Hotel | 0 | 0 | #N/A | 0
Cultural activities, Clinics and Terminals | 0 | 0 | #N/A | 0
Entertainment halls, Hospital (clinical and research) and Long Term Residential buildings | 0 | 0 | #N/A | 0
Swimming pool centre | 0 | 0 | #N/A | 0
Fitness and health centre | 0 | 0 | #N/A | 0
Dry sports and leisure facility | 0 | 0 | #N/A | 0
Schools and seasonal public buildings | 0 | 0 | #N/A | 0
University campus | 0 | 0 | #N/A | 0
General accommodation | 0 | 0 | #N/A | 0
Emergency services | 0 | 0 | #N/A | 0
Laboratory or operating theatre | 0 | 0 | #N/A | 0
Workshop | 0 | 0 | #N/A | 0
Storage facility | 0 | 0 | #N/A | 0
Cold storage | 0 | 0 | #N/A | 0
Post implementation annual heat demand | #N/A | #N/A | #N/A | #N/A | #N/A | #N/A | #N/A | #N/A | #N/A | #N/A | #N/A | #N/A | #N/A | #N/A | #N/A | #N/A | #N/A | #N/A | #N/A | #N/A | #N/A | #N/A | #N/A | #N/A | #N/A | #N/A | #N/A | #N/A | #N/A | #N/A
% Saving | 5% | 10% | 10% | 10% | 10% | 10% | 10% | 10% | 10% | 10% | 10% | 10% | 10% | 10% | 10% | 10% | 10% | 10% | 10% | 10% | 10% | 10% | 10% | 10% | 10% | 10% | 10% | 10% | 10% | 10%
Pre implementation annual heat demand | #N/A | #N/A | #N/A | #N/A | #N/A | #N/A | #N/A | #N/A | #N/A | #N/A | #N/A | #N/A | #N/A | #N/A | #N/A | #N/A | #N/A | #N/A | #N/A | #N/A | #N/A | #N/A | #N/A | #N/A | #N/A | #N/A | #N/A | #N/A | #N/A | #N/A
Network/boiler losses correction | 130.7% | 130.7% | 130.7% | 130.7% | 130.7% | 130.7% | 130.7% | 130.7% | 130.7% | 130.7% | 130.7% | 130.7% | 130.7% | 130.7% | 130.7% | 130.7% | 130.7% | 130.7% | 130.7% | 130.7% | 130.7% | 130.7% | 130.7% | 130.7% | 130.7% | 130.7% | 130.7% | 130.7% | 130.7% | 130.7%
Annual kWh heating savings | #N/A | #N/A | #N/A | #N/A | #N/A | #N/A | #N/A | #N/A | #N/A | #N/A | #N/A | #N/A | #N/A | #N/A | #N/A | #N/A | #N/A | #N/A | #N/A | #N/A | #N/A | #N/A | #N/A | #N/A | #N/A | #N/A | #N/A | #N/A | #N/A | #N/A
Post implementation annual cooling demand | 0 | 0 | 0 | 0 | 0 | 0 | 0 | 0 | 0 | 0 | 0 | 0 | 0 | 0 | 0 | 0 | 0 | 0 | 0 | 0 | 0 | 0 | 0 | 0 | 0 | 0 | 0 | 0 | 0 | 0
% Saving | 5% | 10% | 10% | 10% | 10% | 10% | 10% | 10% | 10% | 10% | 10% | 10% | 10% | 10% | 10% | 10% | 10% | 10% | 10% | 10% | 10% | 10% | 10% | 10% | 10% | 10% | 10% | 10% | 10% | 10%
Pre implementation annual cool.ing demand | 0 | 0 | 0 | 0 | 0 | 0 | 0 | 0 | 0 | 0 | 0 | 0 | 0 | 0 | 0 | 0 | 0 | 0 | 0 | 0 | 0 | 0 | 0 | 0 | 0 | 0 | 0 | 0 | 0 | 0
Network/boiler losses correction | 130.7% | 130.7% | 130.7% | 130.7% | 130.7% | 130.7% | 130.7% | 130.7% | 130.7% | 130.7% | 130.7% | 130.7% | 130.7% | 130.7% | 130.7% | 130.7% | 130.7% | 130.7% | 130.7% | 130.7% | 130.7% | 130.7% | 130.7% | 130.7% | 130.7% | 130.7% | 130.7% | 130.7% | 130.7% | 130.7%
Annual kWh cooling savings | 0 | 0 | 0 | 0 | 0 | 0 | 0 | 0 | 0 | 0 | 0 | 0 | 0 | 0 | 0 | 0 | 0 | 0 | 0 | 0 | 0 | 0 | 0 | 0 | 0 | 0 | 0 | 0 | 0 | 0
Cost of gas | Central
Gas price p/kWh | 3.3166 | 3.4415 | 3.4854 | 3.5563 | 3.6272 | 3.6364 | 3.6456 | 3.6548 | 3.664 | 3.6732 | 3.6824 | 3.6916 | 3.7008 | 3.71 | 3.7193 | 3.7285 | 3.7377 | 3.7377 | 3.7377 | 3.7377 | 3.7377 | 3.7377 | 3.7377 | 3.7377 | 3.7377 | 3.7377 | 3.7377 | 3.7377 | 3.7377 | 3.7377
£ annual heating saving | #N/A | #N/A | #N/A | #N/A | #N/A | #N/A | #N/A | #N/A | #N/A | #N/A | #N/A | #N/A | #N/A | #N/A | #N/A | #N/A | #N/A | #N/A | #N/A | #N/A | #N/A | #N/A | #N/A | #N/A | #N/A | #N/A | #N/A | #N/A | #N/A | #N/A
£ annual cooling saving | 0 | 0 | 0 | 0 | 0 | 0 | 0 | 0 | 0 | 0 | 0 | 0 | 0 | 0 | 0 | 0 | 0 | 0 | 0 | 0 | 0 | 0 | 0 | 0 | 0 | 0 | 0 | 0 | 0 | 0
COSTS FOR HEAT METERS
Cost of meters per UNIT: |  |  | Total Cost of data gathering and commissioning: | [7 empty] | Controls
Cost of meter | 1500 |  | Ave per block | #DIV/0!
Number of blocks | 0 |  | N. required | #DIV/0! | [5 empty] | Are heating controls already present? | 0 | Controls already present
Number of storeys | 0 |  | Data controller | #DIV/0! | [6 empty] | 0 | Replacement cost at year 15
Number of billing units | 0 |  | Commissioning | #DIV/0!
Avg billing units per storey | #DIV/0! |  | Software set up | 15
Installation Cost | 105 |  | Receivers | #DIV/0!
Cost of additional heat meter for DHW | 1500 |  | Avg per unit | #DIV/0!
Annual operational cost | 0 | 0 | 0 | 0 | 0 | 0 | 0 | 0 | 0 | 0 | 0 | 0 | 0 | 0 | 0 | 0 | 0 | 0 | 0 | 0 | 0 | 0 | 0 | 0 | 0 | 0 | 0 | 0 | 0 | 0
Capex | #DIV/0! | 0 | 0 | 0 | 0 | 0 | 0 | 0 | 0 | 0 | #DIV/0! | 0 | 0 | 0 | 0 | 0 | 0 | 0 | 0 | 0 | #DIV/0! | 0 | 0 | 0 | 0 | 0 | 0 | 0 | 0 | 0
£ annual cost | #DIV/0! | 0 | 0 | 0 | 0 | 0 | 0 | 0 | 0 | 0 | #DIV/0! | 0 | 0 | 0 | 0 | 0 | 0 | 0 | 0 | 0 | #DIV/0! | 0 | 0 | 0 | 0 | 0 | 0 | 0 | 0 | 0
COSTS FOR HCAs
Cost of HCA installed | 40
Avg n. radiators per dwelling | 0
Cost of HCAs per unit | 0
Cost of data gathering equipment | #DIV/0!
Cost of installed water meter | 150
Annual operational cost | 0 | 0 | 0 | 0 | 0 | 0 | 0 | 0 | 0 | 0 | 0 | 0 | 0 | 0 | 0 | 0 | 0 | 0 | 0 | 0 | 0 | 0 | 0 | 0 | 0 | 0 | 0 | 0 | 0 | 0
Capex | #DIV/0! | 0 | 0 | 0 | 0 | 0 | 0 | 0 | 0 | 0 | #DIV/0! | 0 | 0 | 0 | 0 | 0 | 0 | 0 | 0 | 0 | #DIV/0! | 0 | 0 | 0 | 0 | 0 | 0 | 0 | 0 | 0
£ annual cost | #DIV/0! | 0 | 0 | 0 | 0 | 0 | 0 | 0 | 0 | 0 | #DIV/0! | 0 | 0 | 0 | 0 | 0 | 0 | 0 | 0 | 0 | #DIV/0! | 0 | 0 | 0 | 0 | 0 | 0 | 0 | 0 | 0
MIXED EVALUATION
COSTS FOR HEAT METERS
Average Cost of meters per DWELLING/UNIT: |  |  | Total Cost of data gathering and commissioning:
Cost of meter-domestic | 200 |  | Ave per block | #DIV/0!
Cost of meter-non domestic | 1500 |  | N. required | #DIV/0!
Number of blocks | 0
Number of storeys | 0 |  | Data controller | #DIV/0!
Number of billing units/dwellings | 0 |  | Commissioning | #DIV/0!
Avg billing units per storey | #DIV/0! |  | Software set up | 0
Installation Cost - domestic | 105 |  | Receivers | #DIV/0!
Installation Cost - non domestic | 105 |  | Avg per unit | #DIV/0!
Annual operational cost | 0 | 0 | 0 | 0 | 0 | 0 | 0 | 0 | 0 | 0 | 0 | 0 | 0 | 0 | 0 | 0 | 0 | 0 | 0 | 0 | 0 | 0 | 0 | 0 | 0 | 0 | 0 | 0 | 0 | 0
Capex | #DIV/0! | 0 | 0 | 0 | 0 | 0 | 0 | 0 | 0 | 0 | #DIV/0! | 0 | 0 | 0 | 50 | 0 | 0 | 0 | 0 | 0 | #DIV/0! | 0 | 0 | 0 | 0 | 0 | 0 | 0 | 0 | 0
£ annual cost | #DIV/0! | 0 | 0 | 0 | 0 | 0 | 0 | 0 | 0 | 0 | #DIV/0! | 0 | 0 | 0 | 50 | 0 | 0 | 0 | 0 | 0 | #DIV/0! | 0 | 0 | 0 | 0 | 0 | 0 | 0 | 0 | 0
COSTS FOR HCAs
Annual operational cost | 0 | 0 | 0 | 0 | 0 | 0 | 0 | 0 | 0 | 0 | 0 | 0 | 0 | 0 | 0 | 0 | 0 | 0 | 0 | 0 | 0 | 0 | 0 | 0 | 0 | 0 | 0 | 0 | 0 | 0
Capex | #DIV/0! | 0 | 0 | 0 | 0 | 0 | 0 | 0 | 0 | 0 | #DIV/0! | 0 | 0 | 0 | 50 | 0 | 0 | 0 | 0 | 0 | #DIV/0! | 0 | 0 | 0 | 0 | 0 | 0 | 0 | 0 | 0
£ annual cost | #DIV/0! | 0 | 0 | 0 | 0 | 0 | 0 | 0 | 0 | 0 | #DIV/0! | 0 | 0 | 0 | 50 | 0 | 0 | 0 | 0 | 0 | #DIV/0! | 0 | 0 | 0 | 0 | 0 | 0 | 0 | 0 | 0
RESULTS
NPV Discount Rate | 9%
HEAT METERS - DOMESTIC
Net annual revenue | #N/A | #N/A | #N/A | #N/A | #N/A | #N/A | #N/A | #N/A | #N/A | #N/A | #N/A | #N/A | #N/A | #N/A | #N/A | #N/A | #N/A | #N/A | #N/A | #N/A | #N/A | #N/A | #N/A | #N/A | #N/A | #N/A | #N/A | #N/A | #N/A | #N/A
Discount factor | 100% | 91.74% | 84.17% | 77.22% | 70.84% | 64.99% | 59.63% | 54.7% | 50.19% | 46.04% | 42.24% | 38.75% | 35.55% | 32.62% | 29.92% | 27.45% | 25.19% | 23.11% | 21.2% | 19.45% | 17.84% | 16.37% | 15.02% | 13.78% | 12.64% | 11.6% | 10.64% | 9.761% | 8.955% | 8.215%
Discounted value | #N/A | #N/A | #N/A | #N/A | #N/A | #N/A | #N/A | #N/A | #N/A | #N/A | #N/A | #N/A | #N/A | #N/A | #N/A | #N/A | #N/A | #N/A | #N/A | #N/A | #N/A | #N/A | #N/A | #N/A | #N/A | #N/A | #N/A | #N/A | #N/A | #N/A
NPV | #N/A
HCAs - DOMESTIC
Net annual revenue | #N/A | #N/A | #N/A | #N/A | #N/A | #N/A | #N/A | #N/A | #N/A | #N/A | #N/A | #N/A | #N/A | #N/A | #N/A | #N/A | #N/A | #N/A | #N/A | #N/A | #N/A | #N/A | #N/A | #N/A | #N/A | #N/A | #N/A | #N/A | #N/A | #N/A
Discount factor | 100% | 91.74% | 84.17% | 77.22% | 70.84% | 64.99% | 59.63% | 54.7% | 50.19% | 46.04% | 42.24% | 38.75% | 35.55% | 32.62% | 29.92% | 27.45% | 25.19% | 23.11% | 21.2% | 19.45% | 17.84% | 16.37% | 15.02% | 13.78% | 12.64% | 11.6% | 10.64% | 9.761% | 8.955% | 8.215%
Discounted value | #N/A | #N/A | #N/A | #N/A | #N/A | #N/A | #N/A | #N/A | #N/A | #N/A | #N/A | #N/A | #N/A | #N/A | #N/A | #N/A | #N/A | #N/A | #N/A | #N/A | #N/A | #N/A | #N/A | #N/A | #N/A | #N/A | #N/A | #N/A | #N/A | #N/A
NPV | #N/A
HEAT METERS - DOMESTIC with controls
Net annual revenue | #N/A | #N/A | #N/A | #N/A | #N/A | #N/A | #N/A | #N/A | #N/A | #N/A | #N/A | #N/A | #N/A | #N/A | #N/A | #N/A | #N/A | #N/A | #N/A | #N/A | #N/A | #N/A | #N/A | #N/A | #N/A | #N/A | #N/A | #N/A | #N/A | #N/A
Discount factor | 100% | 91.74% | 84.17% | 77.22% | 70.84% | 64.99% | 59.63% | 54.7% | 50.19% | 46.04% | 42.24% | 38.75% | 35.55% | 32.62% | 29.92% | 27.45% | 25.19% | 23.11% | 21.2% | 19.45% | 17.84% | 16.37% | 15.02% | 13.78% | 12.64% | 11.6% | 10.64% | 9.761% | 8.955% | 8.215%
Discounted value | #N/A | #N/A | #N/A | #N/A | #N/A | #N/A | #N/A | #N/A | #N/A | #N/A | #N/A | #N/A | #N/A | #N/A | #N/A | #N/A | #N/A | #N/A | #N/A | #N/A | #N/A | #N/A | #N/A | #N/A | #N/A | #N/A | #N/A | #N/A | #N/A | #N/A
NPV | #N/A
HCAs - DOMESTIC with controls
Net annual revenue | #N/A | #N/A | #N/A | #N/A | #N/A | #N/A | #N/A | #N/A | #N/A | #N/A | #N/A | #N/A | #N/A | #N/A | #N/A | #N/A | #N/A | #N/A | #N/A | #N/A | #N/A | #N/A | #N/A | #N/A | #N/A | #N/A | #N/A | #N/A | #N/A | #N/A
Discount factor | 100% | 91.74% | 84.17% | 77.22% | 70.84% | 64.99% | 59.63% | 54.7% | 50.19% | 46.04% | 42.24% | 38.75% | 35.55% | 32.62% | 29.92% | 27.45% | 25.19% | 23.11% | 21.2% | 19.45% | 17.84% | 16.37% | 15.02% | 13.78% | 12.64% | 11.6% | 10.64% | 9.761% | 8.955% | 8.215%
Discounted value | #N/A | #N/A | #N/A | #N/A | #N/A | #N/A | #N/A | #N/A | #N/A | #N/A | #N/A | #N/A | #N/A | #N/A | #N/A | #N/A | #N/A | #N/A | #N/A | #N/A | #N/A | #N/A | #N/A | #N/A | #N/A | #N/A | #N/A | #N/A | #N/A | #N/A
NPV | #N/A
HEAT METERS - NON DOMESTIC
Net annual revenue | #N/A | #N/A | #N/A | #N/A | #N/A | #N/A | #N/A | #N/A | #N/A | #N/A | #N/A | #N/A | #N/A | #N/A | #N/A | #N/A | #N/A | #N/A | #N/A | #N/A | #N/A | #N/A | #N/A | #N/A | #N/A | #N/A | #N/A | #N/A | #N/A | #N/A
Discount factor | 100% | 91.74% | 84.17% | 77.22% | 70.84% | 64.99% | 59.63% | 54.7% | 50.19% | 46.04% | 42.24% | 38.75% | 35.55% | 32.62% | 29.92% | 27.45% | 25.19% | 23.11% | 21.2% | 19.45% | 17.84% | 16.37% | 15.02% | 13.78% | 12.64% | 11.6% | 10.64% | 9.761% | 8.955% | 8.215%
Discounted value | #N/A | #N/A | #N/A | #N/A | #N/A | #N/A | #N/A | #N/A | #N/A | #N/A | #N/A | #N/A | #N/A | #N/A | #N/A | #N/A | #N/A | #N/A | #N/A | #N/A | #N/A | #N/A | #N/A | #N/A | #N/A | #N/A | #N/A | #N/A | #N/A | #N/A
NPV | #N/A
HCAs - NON DOMESTIC
Net annual revenue | #N/A | #N/A | #N/A | #N/A | #N/A | #N/A | #N/A | #N/A | #N/A | #N/A | #N/A | #N/A | #N/A | #N/A | #N/A | #N/A | #N/A | #N/A | #N/A | #N/A | #N/A | #N/A | #N/A | #N/A | #N/A | #N/A | #N/A | #N/A | #N/A | #N/A
Discount factor | 100% | 91.74% | 84.17% | 77.22% | 70.84% | 64.99% | 59.63% | 54.7% | 50.19% | 46.04% | 42.24% | 38.75% | 35.55% | 32.62% | 29.92% | 27.45% | 25.19% | 23.11% | 21.2% | 19.45% | 17.84% | 16.37% | 15.02% | 13.78% | 12.64% | 11.6% | 10.64% | 9.761% | 8.955% | 8.215%
Discounted value | #N/A | #N/A | #N/A | #N/A | #N/A | #N/A | #N/A | #N/A | #N/A | #N/A | #N/A | #N/A | #N/A | #N/A | #N/A | #N/A | #N/A | #N/A | #N/A | #N/A | #N/A | #N/A | #N/A | #N/A | #N/A | #N/A | #N/A | #N/A | #N/A | #N/A
NPV | #N/A
COOLING METERS - NON DOMESTIC
Net annual revenue | #DIV/0! | 0 | 0 | 0 | 0 | 0 | 0 | 0 | 0 | 0 | #DIV/0! | 0 | 0 | 0 | 0 | 0 | 0 | 0 | 0 | 0 | #DIV/0! | 0 | 0 | 0 | 0 | 0 | 0 | 0 | 0 | 0
Discount factor | 100% | 91.74% | 84.17% | 77.22% | 70.84% | 64.99% | 59.63% | 54.7% | 50.19% | 46.04% | 42.24% | 38.75% | 35.55% | 32.62% | 29.92% | 27.45% | 25.19% | 23.11% | 21.2% | 19.45% | 17.84% | 16.37% | 15.02% | 13.78% | 12.64% | 11.6% | 10.64% | 9.761% | 8.955% | 8.215%
Discounted value | #DIV/0! | 0 | 0 | 0 | 0 | 0 | 0 | 0 | 0 | 0 | #DIV/0! | 0 | 0 | 0 | 0 | 0 | 0 | 0 | 0 | 0 | #DIV/0! | 0 | 0 | 0 | 0 | 0 | 0 | 0 | 0 | 0
NPV | #DIV/0!
HEAT METERS - MIXED
Net annual revenue | #N/A | #N/A | #N/A | #N/A | #N/A | #N/A | #N/A | #N/A | #N/A | #N/A | #N/A | #N/A | #N/A | #N/A | #N/A | #N/A | #N/A | #N/A | #N/A | #N/A | #N/A | #N/A | #N/A | #N/A | #N/A | #N/A | #N/A | #N/A | #N/A | #N/A
Discount factor | 100% | 91.74% | 84.17% | 77.22% | 70.84% | 64.99% | 59.63% | 54.7% | 50.19% | 46.04% | 42.24% | 38.75% | 35.55% | 32.62% | 29.92% | 27.45% | 25.19% | 23.11% | 21.2% | 19.45% | 17.84% | 16.37% | 15.02% | 13.78% | 12.64% | 11.6% | 10.64% | 9.761% | 8.955% | 8.215%
Discounted value | #N/A | #N/A | #N/A | #N/A | #N/A | #N/A | #N/A | #N/A | #N/A | #N/A | #N/A | #N/A | #N/A | #N/A | #N/A | #N/A | #N/A | #N/A | #N/A | #N/A | #N/A | #N/A | #N/A | #N/A | #N/A | #N/A | #N/A | #N/A | #N/A | #N/A
NPV | #N/A
HCAs - MIXED
Net annual revenue | #N/A | #N/A | #N/A | #N/A | #N/A | #N/A | #N/A | #N/A | #N/A | #N/A | #N/A | #N/A | #N/A | #N/A | #N/A | #N/A | #N/A | #N/A | #N/A | #N/A | #N/A | #N/A | #N/A | #N/A | #N/A | #N/A | #N/A | #N/A | #N/A | #N/A
Discount factor | 100% | 91.74% | 84.17% | 77.22% | 70.84% | 64.99% | 59.63% | 54.7% | 50.19% | 46.04% | 42.24% | 38.75% | 35.55% | 32.62% | 29.92% | 27.45% | 25.19% | 23.11% | 21.2% | 19.45% | 17.84% | 16.37% | 15.02% | 13.78% | 12.64% | 11.6% | 10.64% | 9.761% | 8.955% | 8.215%
Discounted value | #N/A | #N/A | #N/A | #N/A | #N/A | #N/A | #N/A | #N/A | #N/A | #N/A | #N/A | #N/A | #N/A | #N/A | #N/A | #N/A | #N/A | #N/A | #N/A | #N/A | #N/A | #N/A | #N/A | #N/A | #N/A | #N/A | #N/A | #N/A | #N/A | #N/A
NPV | #N/A
Note on B20: olloquie: This demand is assumed to only be fully achieved from year 2
Note on C131: olloquie: Assumes non-domestic and domestic are in different floors in the building and not mixed in one same floor
Note on F134: olloquie: Assumes non-domestic and domestic are in different floors in the building and not mixed in one same floor

## Assumptions
Domestic | Saving | 0.2 | Source: Effects of consumption-dependent billing as a function of the standard of energy efficiency in buildings (Felsmann, C. & Schmidt, J., 2013)
Non-domestic | Saving | 0.1 | There is little evidence that refers to non-domestic saving from introducing heat meters – it is assumed that reduced occupant control and incentive would mean a lower potential for saving. Half that of domestic energy saving is assumed to be reasonable
| Network Efficiency | 0.9 | Source: network efficiency based on DECC Heat Networks study (yet to be published)
| Boiler Efficiency | 0.85 | 85% is assumption made for counterfactual in the DECC Heat Networks study
| Network Efficiency | 0.9 | Source: network efficiency based on DECC Heat Networks study (yet to be published)
| Cooling Efficiency | 0.85 | 85% is used - gas price is used as an analogue cost of the cooling cost
| Current year | 2014
Gas prices from IAG data acts as an analogue of the heating costs from a DH network.
| NPV at 9% interest | 9% | DECC requirement
VAT included to represent "real" prices, but interest and inflation are not included.
No. of radiators (HCAs)
| Detached house | 8
| Semi detached house (end terrace) | 7
| Terraced house | 7
| Flat | 6
Source: DECC Impact Assessment

## Non-dom Benchmarks
Non Domestic |  |  | Region | 0
|  |  | HCAs installed? | 0
TM46 | [8 empty] | Degree Day regions
Category | Name | Fossil-thermal typical benchmark (kWh/m2) | % fossil-termal pro-rated to degree days | Region Adjusted Fossil-thermal | Electricity typical benchmark (kWh.m2) |  | Region Adjusted Electricity | Weather adjusted heat demand selected | Region | Name | Difference % |  |  | Cooling benchmark (kWh/m2)
1 | General office, public waiting or circulation areas | 120 | 55 | #N/A | 95 | 0 | #N/A | #N/A | 1 | Thames | -15 |  | 0.45 | 18 | ECON19 (2003) Benchmark for prestige office (mixed use) 14 for standard office only building and 21 for prestige Good Practice
2 | High street agency | 120 | 55 | #N/A | 140 | 20 | #N/A | #N/A | 2 | South East England | 0 |  |  | 12 | Source: CIBSE F
3 | General retail | 170 | 55 | #N/A | 165 | 15 | #N/A | #N/A | 3 | Southern England | -5 |  | #N/A
4 | Large non-food shop | 170 | 55 | #N/A | 70 | 0 | #N/A | #N/A | 4 | South West England | -18
5 | Small food store | 170 | 55 | #N/A | 310 | 15 | #N/A | #N/A | 5 | Severn | -12
6 | Large food store and Public buildings with light usage | 105 | 55 | #N/A | 400 | 0 | #N/A | #N/A | 6 | Midlands | 3
7 | Restaurant | 370 | 30 | #N/A | 90 | 20 | #N/A | #N/A | 7 | West Pennines | 1
8 | Bar, pub or licensed club | 350 | 40 | #N/A | 130 | 0 | #N/A | #N/A | 8 | NW England / SW Scotland | 13
9 | Hotel | 330 | 45 | #N/A | 105 | 0 | #N/A | #N/A | 9 | Borders | 12 |  |  | 0.43103 | Source: CIBSE F (type 2 business or holiday - typical)
10 | Cultural activities, Clinics and Terminals | 200 | 55 | #N/A | 70 | 0 | #N/A | #N/A | 10 | North East England | 11
11 | Entertainment halls, Hospital (clinical and research) and Long Term Residential buildings | 420 | 55 | #N/A | 150 | 0 | #N/A | #N/A | 11 | East Pennines | 2
12 | Swimming pool centre | 1130 | 55 | #N/A | 245 | 0 | #N/A | #N/A | 12 | East Anglia | 4
13 | Fitness and health centre | 440 | 40 | #N/A | 160 | 0 | #N/A | #N/A | 13 | West Scotland | 12 | Not given in TM46 - therefore approximated to Borders region
14 | Dry sports and leisure facility | 330 | 55 | #N/A | 95 | 0 | #N/A | #N/A | 14 | East Scotland | 12 | Not given in TM46 - therefore approximated to Borders region
15 | Covered car park | 0 | 0 | #N/A | 20 | 0 | #N/A | #N/A | 15 | North East Scotland | 12 | Not given in TM46 - therefore approximated to Borders region
16 | Public buildings with light usage | 105 | 55 | #N/A | 20 | 0 | #N/A | #N/A | 16 | Wales | -3
17 | Schools and seasonal public buildings | 150 | 55 | #N/A | 40 | 0 | #N/A | #N/A | 17 | Northern Ireland | 7
18 | University campus | 240 | 55 | #N/A | 80 | 0 | #N/A | #N/A | 18 | North West Scotland | 12 | Not given in TM46 - therefore approximated to Borders region
19 | Clinic | 200 | 55 | #N/A | 70 | 0 | #N/A | #N/A
20 | Hospital (clinical and research) | 420 | 55 | #N/A | 90 | 0 | #N/A | #N/A
21 | Long term residential | 420 | 55 | #N/A | 65 | 0 | #N/A | #N/A
22 | General accommodation | 300 | 55 | #N/A | 60 | 0 | #N/A | #N/A
23 | Emergency services | 390 | 55 | #N/A | 70 | 0 | #N/A | #N/A
24 | Laboratory or operating theatre | 160 | 55 | #N/A | 160 | 0 | #N/A | #N/A |  |  | -0.15438
25 | Public waiting or circulation | 120 | 55 | #N/A | 30 | 0 | #N/A | #N/A
26 | Terminal | 200 | 55 | #N/A | 75 | 0 | #N/A | #N/A
27 | Workshop | 180 | 55 | #N/A | 35 | 0 | #N/A | #N/A | [5 empty] | 2 | Source: CIBSE F
28 | Storage facility | 160 | 70 | #N/A | 35 | 0 | #N/A | #N/A | [5 empty] | 1 | Source: CIBSE F
29 | Cold storage | 80 | 55 | #N/A | 145 | 0 | #N/A | #N/A
Typical thermal benchmarks adopted from similar building type heat use
Most like an office
Most like a large non food shop
Most like a large non food shop
Guide F
A
B
C
D
E

## Domestic Benchmarks
| Hot water included | 0 | [6 empty] | Region | 0
|  | HCAs installed? | 0
Benchmark Total |  |  | Pre 1917 | 1918 to 1938 | 1939 to 1959 | 1960 to 1975 | 1976 to 1982 | 1983 to 1989 | 1990 to 1999 | Post 2000
Demand (kWh/yr) |  | Detached house | 24571 | 22382 | 20026 | 19278 | 17698 | 18086 | 14074 | 12368 | Source: benchmark data taken from DECC impact assessment
|  | Semi detached house (end terrace) | 16381 | 14921 | 13351 | 12852 | 11799 | 12058 | 9382 | 8245
|  | Terraced house | 12833 | 11712 | 10546 | 10168 | 9392 | 9591 | 7583 | 6697
|  | Flat | 8464 | 7804 | 7196 | 6922 | 6481 | 6665 | 5462 | 4974
|  |  | Pre 1917 | 1918 to 1938 | 1939 to 1959 | 1960 to 1975 | 1976 to 1982 | 1983 to 1989 | 1990 to 1999 | Post 2000
Hot Water |  | Detached house | 3154 | 2845 | 2845 | 2845 | 2662 | 2662 | 2662 | 2662 | Source: based on hot water demand of Standard Assessment Procedure (SAP) calculations
Demand (kWh/yr) |  | Semi detached house (end terrace) | 3154 | 2845 | 2845 | 2845 | 2662 | 2662 | 2662 | 2662
|  | Terraced house | 3034 | 2858 | 2858 | 2858 | 2926 | 2926 | 2926 | 2926
|  | Flat | 2797 | 2491 | 2491 | 2491 | 2414 | 2414 | 2414 | 2414
|  |  | Pre 1917 | 1918 to 1938 | 1939 to 1959 | 1960 to 1975 | 1976 to 1982 | 1983 to 1989 | 1990 to 1999 | Post 2000
Benchmark space heating |  | Detached house | 21417 | 19537 | 17181 | 16433 | 15036 | 15424 | 11412 | 9706
Demand (kWh/yr) |  | Semi detached house (end terrace) | 13227 | 12076 | 10506 | 10007 | 9137 | 9396 | 6720 | 5583
|  | Terraced house | 9799 | 8854 | 7688 | 7310 | 6466 | 6665 | 4657 | 3771
|  | Flat | 5667 | 5313 | 4705 | 4431 | 4067 | 4251 | 3048 | 2560
Weather corrected
Space Heating |  |  | Pre 1917 | 1918 to 1938 | 1939 to 1959 | 1960 to 1975 | 1976 to 1982 | 1983 to 1989 | 1990 to 1999 | Post 2000
Demand (kWh/yr) |  | Detached house | #N/A | #N/A | #N/A | #N/A | #N/A | #N/A | #N/A | #N/A
|  | Semi detached house (end terrace) | #N/A | #N/A | #N/A | #N/A | #N/A | #N/A | #N/A | #N/A
|  | Terraced house | #N/A | #N/A | #N/A | #N/A | #N/A | #N/A | #N/A | #N/A
|  | Flat | #N/A | #N/A | #N/A | #N/A | #N/A | #N/A | #N/A | #N/A
|  |  | Pre 1917 | 1918 to 1938 | 1939 to 1959 | 1960 to 1975 | 1976 to 1982 | 1983 to 1989 | 1990 to 1999 | Post 2000
TOTAL |  | Detached house | #N/A | #N/A | #N/A | #N/A | #N/A | #N/A | #N/A | #N/A
Demand (kWh/yr) |  | Semi detached house (end terrace) | #N/A | #N/A | #N/A | #N/A | #N/A | #N/A | #N/A | #N/A
|  | Terraced house | #N/A | #N/A | #N/A | #N/A | #N/A | #N/A | #N/A | #N/A
|  | Flat | #N/A | #N/A | #N/A | #N/A | #N/A | #N/A | #N/A | #N/A
|  |  | Pre 1917 | 1918 to 1938 | 1939 to 1959 | 1960 to 1975 | 1976 to 1982 | 1983 to 1989 | 1990 to 1999 | Post 2000
TOTAL HCA adjustment |  | Detached house | #N/A | #N/A | #N/A | #N/A | #N/A | #N/A | #N/A | #N/A
Demand (kWh/yr) |  | Semi detached house (end terrace) | #N/A | #N/A | #N/A | #N/A | #N/A | #N/A | #N/A | #N/A
|  | Terraced house | #N/A | #N/A | #N/A | #N/A | #N/A | #N/A | #N/A | #N/A
|  | Flat | #N/A | #N/A | #N/A | #N/A | #N/A | #N/A | #N/A | #N/A
|  |  | Pre 1917 | 1918 to 1938 | 1939 to 1959 | 1960 to 1975 | 1976 to 1982 | 1983 to 1989 | 1990 to 1999 | Post 2000
Space heating |  | Detached house | #N/A | #N/A | #N/A | #N/A | #N/A | #N/A | #N/A | #N/A
Propotion of total |  | Semi detached house (end terrace) | #N/A | #N/A | #N/A | #N/A | #N/A | #N/A | #N/A | #N/A
|  | Terraced house | #N/A | #N/A | #N/A | #N/A | #N/A | #N/A | #N/A | #N/A
|  | Flat | #N/A | #N/A | #N/A | #N/A | #N/A | #N/A | #N/A | #N/A
Actual demand reported |  |  | 0
|  |  | Pre 1917 | 1918 to 1938 | 1939 to 1959 | 1960 to 1975 | 1976 to 1982 | 1983 to 1989 | 1990 to 1999 | Post 2000
Actual space heating |  | Detached house | #N/A | #N/A | #N/A | #N/A | #N/A | #N/A | #N/A | #N/A
Demand (kWh/yr) |  | Semi detached house (end terrace) | #N/A | #N/A | #N/A | #N/A | #N/A | #N/A | #N/A | #N/A
|  | Terraced house | #N/A | #N/A | #N/A | #N/A | #N/A | #N/A | #N/A | #N/A
|  | Flat | #N/A | #N/A | #N/A | #N/A | #N/A | #N/A | #N/A | #N/A
|  |  | Pre 1917 | 1918 to 1938 | 1939 to 1959 | 1960 to 1975 | 1976 to 1982 | 1983 to 1989 | 1990 to 1999 | Post 2000
Actual hot water |  | Detached house | #N/A | #N/A | #N/A | #N/A | #N/A | #N/A | #N/A | #N/A
Demand (kWh/yr) |  | Semi detached house (end terrace) | #N/A | #N/A | #N/A | #N/A | #N/A | #N/A | #N/A | #N/A
|  | Terraced house | #N/A | #N/A | #N/A | #N/A | #N/A | #N/A | #N/A | #N/A
|  | Flat | #N/A | #N/A | #N/A | #N/A | #N/A | #N/A | #N/A | #N/A
|  |  | Pre 1917 | 1918 to 1938 | 1939 to 1959 | 1960 to 1975 | 1976 to 1982 | 1983 to 1989 | 1990 to 1999 | Post 2000
TOTAL HCA adjustment |  | Detached house | #N/A | #N/A | #N/A | #N/A | #N/A | #N/A | #N/A | #N/A
Demand (kWh/yr) |  | Semi detached house (end terrace) | #N/A | #N/A | #N/A | #N/A | #N/A | #N/A | #N/A | #N/A
|  | Terraced house | #N/A | #N/A | #N/A | #N/A | #N/A | #N/A | #N/A | #N/A
|  | Flat | #N/A | #N/A | #N/A | #N/A | #N/A | #N/A | #N/A | #N/A

## Costs
All costs below are explained in the AECOM project report
Heat Meters | Domestic
Capital cost of meter / £ | 200
Installation
Basic cost / £ | 60
Factors | Low | Medium | High
Access | 0 | 0.5 | 1 | 0.5 | 0 | 0
Pipes / Isolation | 0 | 0.25 | 0.5 | 0.25 | 0 | 0
Electricity | 0
Total | 105
Capital cost of data gathering equipment and block commissioning / £
1 block up to 250 dwellings: 1 data collector | 2000
1 block up to 64 dwellings: 1 data collector | 950
1 block up to 32 dwellings: 1 data collector | 800
1 block up to 8 dwellings: 1 data collector | 650
Commissioning |  | maximum cost about £7,500 per collector for up to 250 dwellings
| from | rate
| 0 | 50
| 50 | 30
| 100 | 30
| 150 | 20
Software set up | 15 | per home
Per block, per floor: | Receivers
Up to 4 dwellings | 200 | 1 receiver per 2 floors
5 - 8 dwellings | 400 | 2 receiver per 2 floors
9+ dwellings | 600 | 3 receiver per 2 floors
Assumption is no receivers are required for detached, semidetached or terraced configurations.
Operational cost of meter / £ year | 70
Heat Cost Allocators
Capital cost of allocator and installation / £ | Capital cost of data gathering equipment / £ | TRV cost per radiator / £ | Water meter / £
40 | same as fror HMs | 50 | 150
Operational cost per dwelling / £ year
70
Heat Meter | Non-domestic
Capital Cost / £ | 1500 | This cost could be between a few hundred and up to £2,000-£2,500 or so, therefore we take an average but may be very different for the specific block/s evaluated.
Installation
Basic cost / £ | 60
Factors | Low | Medium | High
Access | 0 | 0.5 | 1 | 0.5 | 0 | 0
Pipes / Isolation | 0 | 0.25 | 0.5 | 0.25 | 0 | 0
Electricity | 0
Total | 105
Operational costs / £ year | 70
Controls
Time and Temperature controls | From the most basic, at a cost of about £30, could get volume discounts. Need to add installation. Assume one per dwelling.
TRVs (installed) | 50 | per radiator
Domestic controls
Assumption of about £50 per dwelling for a basic device installed at same time as Heat Meter or HCA. | 50
Non-domestic controls | 50 | per 100m2

## IAG Fuel Price Projections
Tables 4-8: Retail fuel prices
| Table 4 - Retail Electricity Prices (real 2013 p/kWh) | [8 empty] | Table 5 - Retail Gas Prices (real 2013 p/kWh) | [8 empty] | Table 6 - Retail Coal Prices (real 2013 p/kWh) | [8 empty] | Table 7 - Retail Oil Prices (real 2013 p/litre) Domestic = Burning oil, Commerical, Industry = Gas Oil | [8 empty] | Table 8 - Retail Road Fuel Prices (real 2013 p/litre)
| Low |  |  | Central |  |  | High |  |  | Low |  |  | Central |  |  | High |  |  | Low |  |  | Central |  |  | High |  |  | Low |  |  | Central |  |  | High |  |  | Low |  | Central |  | High
Year | Domestic | Commercial/ Public sector | Industrial | Domestic | Commercial/ Public sector | Industrial | Domestic | Commercial/ Public sector | Industrial | Domestic | Commercial/ Public sector | Industrial | Domestic | Commercial/ Public sector | Industrial | Domestic | Commercial/ Public sector | Industrial | Domestic | Commercial/ Public sector | Industrial | Domestic | Commercial/ Public sector | Industrial | Domestic | Commercial/ Public sector | Industrial | Domestic | Commercial/ Public sector | Industrial | Domestic | Commercial/ Public sector | Industrial | Domestic | Commercial/ Public sector | Industrial | Petrol (weighted average) | DERV | Petrol (weighted average) | DERV | Petrol (weighted average) | DERV
2010 | 13.5802 | 8.4313 | 7.1883 | 13.5802 | 8.4313 | 7.1883 | 13.5802 | 8.4313 | 7.1883 | 3.8484 | 2.5504 | 1.8975 | 3.8484 | 2.5504 | 1.8975 | 3.8484 | 2.5504 | 1.8975 | 4.3772 | 1.4994 | 1.2323 | 4.1687 | 1.4994 | 1.2323 | 4.3772 | 1.4994 | 1.2323 | 48.5446 | 56.6452 | 54.1889 | 48.5446 | 56.6452 | 54.1889 | 48.5446 | 56.6452 | 54.1889 | 125.1904 | 127.375 | 125.1904 | 127.375 | 125.1904 | 127.375
2011 | 14.233 | 8.5736 | 7.4499 | 14.233 | 8.5736 | 7.4499 | 14.233 | 8.5736 | 7.4499 | 4.1624 | 2.6717 | 2.2469 | 4.1624 | 2.6717 | 2.2469 | 4.1624 | 2.6717 | 2.2469 | 4.347 | 1.5486 | 1.255 | 4.14 | 1.5486 | 1.255 | 4.347 | 1.5486 | 1.255 | 60.4774 | 68.0849 | 65.5932 | 60.4774 | 68.0849 | 65.5932 | 60.4774 | 68.0849 | 65.5932 | 138.8435 | 144.1999 | 138.8435 | 144.1999 | 138.8435 | 144.1999
2012 | 14.82 | 9.1829 | 7.7935 | 14.82 | 9.1829 | 7.7935 | 14.82 | 9.1829 | 7.7935 | 4.5378 | 3.1293 | 2.4213 | 4.5378 | 3.1293 | 2.4213 | 4.5378 | 3.1293 | 2.4213 | 4.4515 | 1.4959 | 1.091 | 4.2395 | 1.4959 | 1.091 | 4.4515 | 1.4959 | 1.091 | 60.533 | 70.5311 | 67.0585 | 60.533 | 70.5311 | 67.0585 | 60.533 | 70.5311 | 67.0585 | 138.4867 | 144.8067 | 138.4867 | 144.8067 | 138.4867 | 144.8067
2013 | 16.0794 | 8.7749 | 7.4808 | 16.1048 | 9.511 | 8.1899 | 16.1227 | 10.2471 | 8.8991 | 4.6278 | 2.8216 | 2.3108 | 4.6278 | 3.1879 | 2.6771 | 4.6278 | 3.5581 | 3.0473 | 3.6221 | 1.2992 | 1.0008 | 3.5288 | 1.341 | 1.0426 | 3.7883 | 1.3828 | 1.0843 | 52.4983 | 59.399 | 57.1761 | 59.4046 | 66.4213 | 64.1983 | 66.3108 | 73.4435 | 71.2206 | 126.5517 | 132.4844 | 133.7747 | 140.7276 | 140.9978 | 148.9707
2014 | 15.3848 | 9.2302 | 7.8834 | 16.0475 | 10.4055 | 9.018 | 16.7952 | 11.9393 | 10.5326 | 4.4374 | 2.7382 | 2.2256 | 4.8346 | 3.3166 | 2.804 | 5.2357 | 4.1457 | 3.6331 | 3.6383 | 1.3097 | 1.0096 | 3.6354 | 1.3996 | 1.0995 | 3.9943 | 1.4887 | 1.1886 | 51.8998 | 58.6885 | 56.4656 | 60.0031 | 66.9279 | 64.705 | 67.8301 | 74.8864 | 72.6635 | 125.2894 | 131.1337 | 133.7644 | 140.8057 | 141.9506 | 150.1479
2015 | 15.9925 | 9.7694 | 8.4326 | 17.0724 | 11.2566 | 9.8733 | 18.837 | 12.8028 | 11.3999 | 4.3819 | 2.6549 | 2.1412 | 5.0098 | 3.4415 | 2.9278 | 5.9086 | 4.2474 | 3.7337 | 3.6528 | 1.321 | 1.018 | 3.7438 | 1.4609 | 1.1579 | 4.09 | 1.5409 | 1.2379 | 51.3013 | 58.217 | 55.994 | 60.6477 | 67.7204 | 65.4975 | 69.3956 | 76.6152 | 74.3923 | 125.5188 | 131.2747 | 135.294 | 142.4305 | 144.4432 | 152.8718
2016 | 16.4061 | 9.8846 | 8.5487 | 17.9583 | 11.7003 | 10.3166 | 19.1579 | 13.3735 | 11.9642 | 4.2836 | 2.5715 | 2.057 | 5.1371 | 3.4854 | 2.9709 | 6.0104 | 4.3492 | 3.8347 | 3.6691 | 1.3345 | 1.0277 | 3.8092 | 1.5008 | 1.1939 | 4.1858 | 1.5943 | 1.2875 | 50.7027 | 57.7331 | 55.5101 | 61.2462 | 68.4536 | 66.2307 | 71.007 | 78.3784 | 76.1555 | 125.6711 | 131.3386 | 136.6983 | 143.9232 | 146.9069 | 155.5735
2017 | 16.8057 | 9.9802 | 8.6428 | 18.6205 | 12.0145 | 10.629 | 20.1993 | 13.7125 | 12.2928 | 4.2313 | 2.492 | 1.9765 | 5.2243 | 3.5563 | 3.0408 | 6.1613 | 4.4509 | 3.9354 | 3.6835 | 1.3484 | 1.0368 | 3.8746 | 1.5419 | 1.2303 | 4.2815 | 1.6491 | 1.3375 | 50.1502 | 57.3531 | 55.1302 | 61.8908 | 69.2908 | 67.0679 | 72.6645 | 80.2455 | 78.0226 | 126.2281 | 131.814 | 138.5073 | 145.8274 | 149.7753 | 158.6867
2018 | 16.7821 | 10.2368 | 8.8995 | 18.9468 | 12.4484 | 11.0646 | 20.6411 | 14.154 | 12.7272 | 4.1258 | 2.4087 | 1.8922 | 5.2814 | 3.6272 | 3.1107 | 6.251 | 4.5565 | 4.04 | 3.6998 | 1.3627 | 1.0467 | 3.94 | 1.5826 | 1.2666 | 4.3773 | 1.7034 | 1.3874 | 49.5517 | 56.9592 | 54.7363 | 62.5354 | 70.161 | 67.9381 | 74.368 | 82.1924 | 79.9695 | 126.9425 | 132.44 | 140.5219 | 147.9371 | 152.8974 | 162.0604
2019 | 18.0881 | 11.7368 | 10.3964 | 20.3845 | 13.7816 | 12.3952 | 21.845 | 15.3177 | 13.8884 | 4.0037 | 2.4179 | 1.9003 | 5.325 | 3.6364 | 3.1188 | 6.331 | 4.666 | 4.1484 | 3.7142 | 1.3754 | 1.0555 | 4.0054 | 1.6225 | 1.3026 | 4.4731 | 1.757 | 1.4371 | 48.9992 | 56.6193 | 54.3964 | 63.18 | 71.0383 | 68.8154 | 76.0716 | 84.1464 | 81.9235 | 127.7498 | 133.1657 | 142.5811 | 150.0916 | 156.0642 | 165.4789
2020 | 17.7909 | 11.5714 | 10.2274 | 19.8072 | 13.4146 | 12.0232 | 21.5772 | 15.2051 | 13.7706 | 4.0044 | 2.4271 | 1.9084 | 5.3251 | 3.6456 | 3.1269 | 6.4391 | 4.7793 | 4.2606 | 3.7305 | 1.3882 | 1.065 | 4.0708 | 1.6616 | 1.3385 | 4.5688 | 1.8097 | 1.4865 | 48.4467 | 56.2527 | 54.0298 | 63.8706 | 71.9357 | 69.7127 | 77.8672 | 86.1674 | 83.9444 | 128.3903 | 133.7245 | 144.5218 | 152.1343 | 159.1605 | 168.8404
2021 | 18.217 | 12.0196 | 10.6762 | 20.0526 | 13.7299 | 12.34 | 21.587 | 15.397 | 13.9621 | 4.0217 | 2.4363 | 1.9164 | 5.3425 | 3.6548 | 3.1349 | 6.5692 | 4.8733 | 4.3534 | 3.7305 | 1.3919 | 1.0661 | 4.0708 | 1.6654 | 1.3395 | 4.6664 | 1.8625 | 1.5367 | 47.8942 | 55.8558 | 53.6329 | 64.5152 | 72.756 | 70.5331 | 79.7088 | 88.2049 | 85.9819 | 128.8418 | 134.0945 | 146.2253 | 153.933 | 162.116 | 172.068
2022 | 18.832 | 12.4022 | 11.0585 | 20.8297 | 14.1622 | 12.7704 | 22.8531 | 16.1857 | 14.7489 | 4.0732 | 2.4455 | 1.9244 | 5.3959 | 3.664 | 3.1429 | 6.7159 | 4.8825 | 4.3614 | 3.7305 | 1.3955 | 1.0671 | 4.0708 | 1.6689 | 1.3405 | 4.7621 | 1.9142 | 1.5858 | 47.3417 | 55.4386 | 53.2157 | 65.2058 | 73.6028 | 71.3798 | 81.5965 | 90.2688 | 88.0459 | 129.1664 | 134.3374 | 147.85 | 155.6598 | 164.9928 | 175.2235
2023 | 18.3177 | 12.7152 | 11.378 | 20.1511 | 14.4083 | 13.0217 | 21.9206 | 15.9489 | 14.5174 | 3.8526 | 2.4547 | 1.9324 | 5.1623 | 3.6732 | 3.1509 | 6.4715 | 4.8917 | 4.3694 | 3.7305 | 1.3991 | 1.0681 | 4.0708 | 1.6726 | 1.3416 | 4.8579 | 1.966 | 1.635 | 46.8353 | 55.0574 | 52.8345 | 65.8964 | 74.4387 | 72.2158 | 83.5303 | 92.3688 | 90.1458 | 129.4714 | 134.5676 | 149.407 | 157.3187 | 167.8499 | 178.3663
2024 | 19.1194 | 13.4919 | 12.159 | 20.5388 | 14.9451 | 13.5646 | 22.4802 | 16.661 | 15.2351 | 3.8634 | 2.4639 | 1.9404 | 5.1728 | 3.6824 | 3.159 | 6.4819 | 4.9009 | 4.3775 | 3.7305 | 1.4027 | 1.0691 | 4.0708 | 1.6762 | 1.3426 | 4.9537 | 2.0178 | 1.6842 | 46.2828 | 54.6307 | 52.4078 | 66.587 | 75.2761 | 73.0531 | 85.5101 | 94.5169 | 92.294 | 129.7372 | 134.7518 | 150.973 | 158.9867 | 170.7641 | 181.573
2025 | 19.1107 | 13.4774 | 12.1403 | 20.8595 | 15.0098 | 13.6274 | 22.3588 | 16.4616 | 15.0338 | 3.8731 | 2.4731 | 1.9485 | 5.1822 | 3.6916 | 3.167 | 6.491 | 4.9102 | 4.3855 | 3.7305 | 1.4064 | 1.0702 | 4.0708 | 1.6799 | 1.3436 | 5.0494 | 2.0696 | 1.7334 | 45.7763 | 54.2524 | 52.0295 | 67.2776 | 76.1149 | 73.892 | 87.5359 | 96.7134 | 94.4905 | 130.0602 | 135 | 152.548 | 160.6638 | 173.7356 | 184.8437
2026 | 19.717 | 14.0276 | 12.691 | 21.0078 | 15.1732 | 13.7923 | 22.6237 | 16.6129 | 15.1869 | 3.8847 | 2.4823 | 1.9565 | 5.1936 | 3.7008 | 3.175 | 6.5023 | 4.9194 | 4.3935 | 3.7305 | 1.4102 | 1.0712 | 4.0708 | 1.6836 | 1.3447 | 5.0494 | 2.0734 | 1.7344 | 45.2698 | 53.8755 | 51.6526 | 67.9683 | 76.9552 | 74.7323 | 89.6077 | 98.9581 | 96.7352 | 130.3924 | 135.2574 | 154.1322 | 162.35 | 176.7645 | 188.1786
2027 | 19.3651 | 13.7331 | 12.402 | 20.8443 | 15.0946 | 13.7192 | 22.2643 | 16.4862 | 15.0649 | 3.8967 | 2.4915 | 1.9646 | 5.2054 | 3.71 | 3.1831 | 6.5139 | 4.9286 | 4.4016 | 3.7305 | 1.4139 | 1.0723 | 4.0708 | 1.6874 | 1.3457 | 5.0494 | 2.0771 | 1.7355 | 44.7634 | 53.5001 | 51.2772 | 68.7049 | 77.8438 | 75.6209 | 91.7717 | 101.298 | 99.0751 | 130.7339 | 135.5241 | 155.7739 | 164.1004 | 179.8989 | 191.6326
2028 | 19.3677 | 13.6674 | 12.3418 | 20.9806 | 14.973 | 13.6036 | 22.8903 | 16.7807 | 15.3668 | 3.9067 | 2.5007 | 1.9726 | 5.2152 | 3.7193 | 3.1911 | 6.5235 | 4.9378 | 4.4096 | 3.7305 | 1.4177 | 1.0734 | 4.0708 | 1.6912 | 1.3468 | 5.0494 | 2.081 | 1.7366 | 44.2569 | 53.1262 | 50.9033 | 69.4416 | 78.7339 | 76.511 | 93.9817 | 103.6862 | 101.4633 | 131.0848 | 135.8002 | 157.4249 | 165.8603 | 183.0908 | 195.151
2029 | 19.5071 | 13.5937 | 12.2714 | 20.9827 | 14.883 | 13.5177 | 22.3665 | 16.1744 | 14.7652 | 3.9172 | 2.5099 | 1.9807 | 5.2254 | 3.7285 | 3.1992 | 6.5334 | 4.947 | 4.4177 | 3.7305 | 1.4216 | 1.0744 | 4.0708 | 1.695 | 1.3479 | 5.0494 | 2.0848 | 1.7377 | 43.7965 | 52.8006 | 50.5777 | 70.1783 | 79.6255 | 77.4026 | 96.2377 | 106.1227 | 103.8998 | 131.4933 | 136.1407 | 159.0854 | 167.6296 | 186.3404 | 198.7338
2030 | 19.4929 | 13.674 | 12.3559 | 20.8915 | 14.834 | 13.4721 | 22.881 | 16.5195 | 15.1135 | 3.9235 | 2.5191 | 1.9887 | 5.2313 | 3.7377 | 3.2072 | 6.5389 | 4.9562 | 4.4257 | 3.7305 | 1.4255 | 1.0755 | 4.0708 | 1.6989 | 1.349 | 5.0494 | 2.0887 | 1.7388 | 43.2901 | 52.4298 | 50.2069 | 70.9149 | 80.5186 | 78.2957 | 98.5398 | 108.6075 | 106.3846 | 131.8632 | 136.4358 | 160.7554 | 169.4085 | 189.6477 | 202.3811
2031 | 19.4929 | 13.674 | 12.3559 | 20.8915 | 14.834 | 13.4721 | 22.881 | 16.5195 | 15.1135 | 3.9235 | 2.5191 | 1.9887 | 5.2313 | 3.7377 | 3.2072 | 6.5389 | 4.9562 | 4.4257 | 3.7305 | 1.4255 | 1.0755 | 4.0708 | 1.6989 | 1.349 | 5.0494 | 2.0887 | 1.7388 | 43.2901 | 52.5754 | 50.3525 | 70.9149 | 80.6643 | 78.4414 | 98.5398 | 108.7532 | 106.5303 | 132.7725 | 137.3451 | 161.6647 | 170.3178 | 190.557 | 203.2904
2032 | 19.4929 | 13.674 | 12.3559 | 20.8915 | 14.834 | 13.4721 | 22.881 | 16.5195 | 15.1135 | 3.9235 | 2.5191 | 1.9887 | 5.2313 | 3.7377 | 3.2072 | 6.5389 | 4.9562 | 4.4257 | 3.7305 | 1.4294 | 1.0766 | 4.0708 | 1.7029 | 1.3501 | 5.0494 | 2.0926 | 1.7399 | 43.2901 | 52.7227 | 50.4998 | 70.9149 | 80.8115 | 78.5886 | 98.5398 | 108.9004 | 106.6775 | 133.6916 | 138.2642 | 162.5838 | 171.2368 | 191.4761 | 204.2095
2033 | 19.4929 | 13.674 | 12.3559 | 20.8915 | 14.834 | 13.4721 | 22.881 | 16.5195 | 15.1135 | 3.9235 | 2.5191 | 1.9887 | 5.2313 | 3.7377 | 3.2072 | 6.5389 | 4.9562 | 4.4257 | 3.7305 | 1.4334 | 1.0778 | 4.0708 | 1.7068 | 1.3512 | 5.0494 | 2.0966 | 1.741 | 43.2901 | 52.8715 | 50.6486 | 70.9149 | 80.9604 | 78.7375 | 98.5398 | 109.0492 | 106.8263 | 134.6206 | 139.1932 | 163.5128 | 172.1658 | 192.405 | 205.1385
2034 | 19.4929 | 13.674 | 12.3559 | 20.8915 | 14.834 | 13.4721 | 22.881 | 16.5195 | 15.1135 | 3.9235 | 2.5191 | 1.9887 | 5.2313 | 3.7377 | 3.2072 | 6.5389 | 4.9562 | 4.4257 | 3.7305 | 1.4374 | 1.0789 | 4.0708 | 1.7109 | 1.3524 | 5.0494 | 2.1006 | 1.7421 | 43.2901 | 53.0219 | 50.799 | 70.9149 | 81.1108 | 78.8879 | 98.5398 | 109.1997 | 106.9767 | 135.5596 | 140.1321 | 164.4518 | 173.1048 | 193.344 | 206.0775
2035 | 19.4929 | 13.674 | 12.3559 | 20.8915 | 14.834 | 13.4721 | 22.881 | 16.5195 | 15.1135 | 3.9235 | 2.5191 | 1.9887 | 5.2313 | 3.7377 | 3.2072 | 6.5389 | 4.9562 | 4.4257 | 3.7305 | 1.4415 | 1.0801 | 4.0708 | 1.7149 | 1.3535 | 5.0494 | 2.1047 | 1.7433 | 43.2901 | 53.174 | 50.951 | 70.9149 | 81.2628 | 79.0399 | 98.5398 | 109.3517 | 107.1288 | 136.5086 | 141.0812 | 165.4009 | 174.0539 | 194.2931 | 207.0266
2036 | 19.4929 | 13.674 | 12.3559 | 20.8915 | 14.834 | 13.4721 | 22.881 | 16.5195 | 15.1135 | 3.9235 | 2.5191 | 1.9887 | 5.2313 | 3.7377 | 3.2072 | 6.5389 | 4.9562 | 4.4257 | 3.7305 | 1.4456 | 1.0812 | 4.0708 | 1.719 | 1.3547 | 5.0494 | 2.1088 | 1.7444 | 43.2901 | 53.3276 | 51.1047 | 70.9149 | 81.4165 | 79.1936 | 98.5398 | 109.5054 | 107.2825 | 137.4679 | 142.0405 | 166.3602 | 175.0132 | 195.2524 | 207.9859
2037 | 19.4929 | 13.674 | 12.3559 | 20.8915 | 14.834 | 13.4721 | 22.881 | 16.5195 | 15.1135 | 3.9235 | 2.5191 | 1.9887 | 5.2313 | 3.7377 | 3.2072 | 6.5389 | 4.9562 | 4.4257 | 3.7305 | 1.4497 | 1.0824 | 4.0708 | 1.7232 | 1.3558 | 5.0494 | 2.1129 | 1.7456 | 43.2901 | 53.483 | 51.26 | 70.9149 | 81.5718 | 79.3489 | 98.5398 | 109.6607 | 107.4378 | 138.4376 | 143.0101 | 167.3298 | 175.9828 | 196.222 | 208.9555
2038 | 19.4929 | 13.674 | 12.3559 | 20.8915 | 14.834 | 13.4721 | 22.881 | 16.5195 | 15.1135 | 3.9235 | 2.5191 | 1.9887 | 5.2313 | 3.7377 | 3.2072 | 6.5389 | 4.9562 | 4.4257 | 3.7305 | 1.4539 | 1.0836 | 4.0708 | 1.7274 | 1.357 | 5.0494 | 2.1171 | 1.7468 | 43.2901 | 53.64 | 51.417 | 70.9149 | 81.7288 | 79.5059 | 98.5398 | 109.8177 | 107.5948 | 139.4176 | 143.9902 | 168.3099 | 176.9629 | 197.2021 | 209.9355
2039 | 19.4929 | 13.674 | 12.3559 | 20.8915 | 14.834 | 13.4721 | 22.881 | 16.5195 | 15.1135 | 3.9235 | 2.5191 | 1.9887 | 5.2313 | 3.7377 | 3.2072 | 6.5389 | 4.9562 | 4.4257 | 3.7305 | 1.4581 | 1.0848 | 4.0708 | 1.7316 | 1.3582 | 5.0494 | 2.1214 | 1.748 | 43.2901 | 53.7986 | 51.5757 | 70.9149 | 81.8875 | 79.6646 | 98.5398 | 109.9764 | 107.7535 | 140.4082 | 144.9808 | 169.3005 | 177.9535 | 198.1927 | 210.9262
2040 | 19.4929 | 13.674 | 12.3559 | 20.8915 | 14.834 | 13.4721 | 22.881 | 16.5195 | 15.1135 | 3.9235 | 2.5191 | 1.9887 | 5.2313 | 3.7377 | 3.2072 | 6.5389 | 4.9562 | 4.4257 | 3.7305 | 1.4624 | 1.086 | 4.0708 | 1.7359 | 1.3594 | 5.0494 | 2.1256 | 1.7492 | 43.2901 | 53.959 | 51.7361 | 70.9149 | 82.0479 | 79.825 | 98.5398 | 110.1368 | 107.9139 | 141.4095 | 145.9821 | 170.3017 | 178.9548 | 199.194 | 211.9274
2041 | 19.4929 | 13.674 | 12.3559 | 20.8915 | 14.834 | 13.4721 | 22.881 | 16.5195 | 15.1135 | 3.9235 | 2.5191 | 1.9887 | 5.2313 | 3.7377 | 3.2072 | 6.5389 | 4.9562 | 4.4257 | 3.7305 | 1.4668 | 1.0872 | 4.0708 | 1.7402 | 1.3607 | 5.0494 | 2.13 | 1.7504 | 43.2901 | 54.1212 | 51.8983 | 70.9149 | 82.2101 | 79.9871 | 98.5398 | 110.2989 | 108.076 | 142.4216 | 146.9941 | 171.3138 | 179.9668 | 200.206 | 212.9395
2042 | 19.4929 | 13.674 | 12.3559 | 20.8915 | 14.834 | 13.4721 | 22.881 | 16.5195 | 15.1135 | 3.9235 | 2.5191 | 1.9887 | 5.2313 | 3.7377 | 3.2072 | 6.5389 | 4.9562 | 4.4257 | 3.7305 | 1.4711 | 1.0884 | 4.0708 | 1.7446 | 1.3619 | 5.0494 | 2.1344 | 1.7517 | 43.2901 | 54.285 | 52.0621 | 70.9149 | 82.3739 | 80.151 | 98.5398 | 110.4628 | 108.2399 | 143.4445 | 148.0171 | 172.3367 | 180.9898 | 201.229 | 213.9624
2043 | 19.4929 | 13.674 | 12.3559 | 20.8915 | 14.834 | 13.4721 | 22.881 | 16.5195 | 15.1135 | 3.9235 | 2.5191 | 1.9887 | 5.2313 | 3.7377 | 3.2072 | 6.5389 | 4.9562 | 4.4257 | 3.7305 | 1.4756 | 1.0897 | 4.0708 | 1.749 | 1.3631 | 5.0494 | 2.1388 | 1.7529 | 43.2901 | 54.4507 | 52.2278 | 70.9149 | 82.5396 | 80.3166 | 98.5398 | 110.6284 | 108.4055 | 144.4785 | 149.051 | 173.3707 | 182.0237 | 202.2629 | 214.9964
2044 | 19.4929 | 13.674 | 12.3559 | 20.8915 | 14.834 | 13.4721 | 22.881 | 16.5195 | 15.1135 | 3.9235 | 2.5191 | 1.9887 | 5.2313 | 3.7377 | 3.2072 | 6.5389 | 4.9562 | 4.4257 | 3.7305 | 1.48 | 1.0909 | 4.0708 | 1.7535 | 1.3644 | 5.0494 | 2.1432 | 1.7542 | 43.2901 | 54.6181 | 52.3952 | 70.9149 | 82.707 | 80.4841 | 98.5398 | 110.7959 | 108.5729 | 145.5235 | 150.0961 | 174.4158 | 183.0688 | 203.308 | 216.0415
2045 | 19.4929 | 13.674 | 12.3559 | 20.8915 | 14.834 | 13.4721 | 22.881 | 16.5195 | 15.1135 | 3.9235 | 2.5191 | 1.9887 | 5.2313 | 3.7377 | 3.2072 | 6.5389 | 4.9562 | 4.4257 | 3.7305 | 1.4845 | 1.0922 | 4.0708 | 1.758 | 1.3657 | 5.0494 | 2.1478 | 1.7554 | 43.2901 | 54.7873 | 52.5644 | 70.9149 | 82.8762 | 80.6533 | 98.5398 | 110.9651 | 108.7422 | 146.5799 | 151.1524 | 175.4721 | 184.1251 | 204.3643 | 217.0978
2046 | 19.4929 | 13.674 | 12.3559 | 20.8915 | 14.834 | 13.4721 | 22.881 | 16.5195 | 15.1135 | 3.9235 | 2.5191 | 1.9887 | 5.2313 | 3.7377 | 3.2072 | 6.5389 | 4.9562 | 4.4257 | 3.7305 | 1.4891 | 1.0935 | 4.0708 | 1.7626 | 1.367 | 5.0494 | 2.1523 | 1.7567 | 43.2901 | 54.9584 | 52.7354 | 70.9149 | 83.0472 | 80.8243 | 98.5398 | 111.1361 | 108.9132 | 147.6476 | 152.2201 | 176.5398 | 185.1928 | 205.432 | 218.1655
2047 | 19.4929 | 13.674 | 12.3559 | 20.8915 | 14.834 | 13.4721 | 22.881 | 16.5195 | 15.1135 | 3.9235 | 2.5191 | 1.9887 | 5.2313 | 3.7377 | 3.2072 | 6.5389 | 4.9562 | 4.4257 | 3.7305 | 1.4937 | 1.0948 | 4.0708 | 1.7672 | 1.3683 | 5.0494 | 2.157 | 1.758 | 43.2901 | 55.1312 | 52.9083 | 70.9149 | 83.2201 | 80.9972 | 98.5398 | 111.309 | 109.0861 | 148.7268 | 153.2993 | 177.619 | 186.272 | 206.5112 | 219.2447
2048 | 19.4929 | 13.674 | 12.3559 | 20.8915 | 14.834 | 13.4721 | 22.881 | 16.5195 | 15.1135 | 3.9235 | 2.5191 | 1.9887 | 5.2313 | 3.7377 | 3.2072 | 6.5389 | 4.9562 | 4.4257 | 3.7305 | 1.4984 | 1.0961 | 4.0708 | 1.7719 | 1.3696 | 5.0494 | 2.1616 | 1.7594 | 43.2901 | 55.306 | 53.0831 | 70.9149 | 83.3949 | 81.1719 | 98.5398 | 111.4837 | 109.2608 | 149.8176 | 154.3901 | 178.7098 | 187.3628 | 207.602 | 220.3355
2049 | 19.4929 | 13.674 | 12.3559 | 20.8915 | 14.834 | 13.4721 | 22.881 | 16.5195 | 15.1135 | 3.9235 | 2.5191 | 1.9887 | 5.2313 | 3.7377 | 3.2072 | 6.5389 | 4.9562 | 4.4257 | 3.7305 | 1.5031 | 1.0975 | 4.0708 | 1.7766 | 1.3709 | 5.0494 | 2.1663 | 1.7607 | 43.2901 | 55.4826 | 53.2597 | 70.9149 | 83.5715 | 81.3486 | 98.5398 | 111.6604 | 109.4374 | 150.9201 | 155.4927 | 179.8123 | 188.4654 | 208.7046 | 221.438
2050 | 19.4929 | 13.674 | 12.3559 | 20.8915 | 14.834 | 13.4721 | 22.881 | 16.5195 | 15.1135 | 3.9235 | 2.5191 | 1.9887 | 5.2313 | 3.7377 | 3.2072 | 6.5389 | 4.9562 | 4.4257 | 3.7305 | 1.5079 | 1.0988 | 4.0708 | 1.7814 | 1.3723 | 5.0494 | 2.1711 | 1.762 | 43.2901 | 55.6611 | 53.4382 | 70.9149 | 83.75 | 81.5271 | 98.5398 | 111.8389 | 109.616 | 152.0345 | 156.6071 | 180.9268 | 189.5798 | 209.819 | 222.5524
2051 | 19.4929 | 13.674 | 12.3559 | 20.8915 | 14.834 | 13.4721 | 22.881 | 16.5195 | 15.1135 | 3.9235 | 2.5191 | 1.9887 | 5.2313 | 3.7377 | 3.2072 | 6.5389 | 4.9562 | 4.4257 | 3.7305 | 1.5127 | 1.1002 | 4.0708 | 1.7862 | 1.3736 | 5.0494 | 2.1759 | 1.7634 | 43.2901 | 55.8416 | 53.6187 | 70.9149 | 83.9304 | 81.7075 | 98.5398 | 112.0193 | 109.7964 | 153.1609 | 157.7335 | 182.0532 | 190.7062 | 210.9454 | 223.6788
2052 | 19.4929 | 13.674 | 12.3559 | 20.8915 | 14.834 | 13.4721 | 22.881 | 16.5195 | 15.1135 | 3.9235 | 2.5191 | 1.9887 | 5.2313 | 3.7377 | 3.2072 | 6.5389 | 4.9562 | 4.4257 | 3.7305 | 1.5176 | 1.1016 | 4.0708 | 1.791 | 1.375 | 5.0494 | 2.1808 | 1.7648 | 43.2901 | 56.024 | 53.801 | 70.9149 | 84.1128 | 81.8899 | 98.5398 | 112.2017 | 109.9788 | 154.2995 | 158.872 | 183.1917 | 191.8447 | 212.0839 | 224.8174
2053 | 19.4929 | 13.674 | 12.3559 | 20.8915 | 14.834 | 13.4721 | 22.881 | 16.5195 | 15.1135 | 3.9235 | 2.5191 | 1.9887 | 5.2313 | 3.7377 | 3.2072 | 6.5389 | 4.9562 | 4.4257 | 3.7305 | 1.5225 | 1.1029 | 4.0708 | 1.796 | 1.3764 | 5.0494 | 2.1857 | 1.7662 | 43.2901 | 56.2083 | 53.9854 | 70.9149 | 84.2972 | 82.0743 | 98.5398 | 112.3861 | 110.1631 | 155.4502 | 160.0228 | 184.3425 | 192.9955 | 213.2347 | 225.9682
2054 | 19.4929 | 13.674 | 12.3559 | 20.8915 | 14.834 | 13.4721 | 22.881 | 16.5195 | 15.1135 | 3.9235 | 2.5191 | 1.9887 | 5.2313 | 3.7377 | 3.2072 | 6.5389 | 4.9562 | 4.4257 | 3.7305 | 1.5275 | 1.1043 | 4.0708 | 1.8009 | 1.3778 | 5.0494 | 2.1907 | 1.7676 | 43.2901 | 56.3946 | 54.1717 | 70.9149 | 84.4835 | 82.2606 | 98.5398 | 112.5724 | 110.3495 | 156.6134 | 161.186 | 185.5057 | 194.1587 | 214.3979 | 227.1313
2055 | 19.4929 | 13.674 | 12.3559 | 20.8915 | 14.834 | 13.4721 | 22.881 | 16.5195 | 15.1135 | 3.9235 | 2.5191 | 1.9887 | 5.2313 | 3.7377 | 3.2072 | 6.5389 | 4.9562 | 4.4257 | 3.7305 | 1.5325 | 1.1058 | 4.0708 | 1.806 | 1.3792 | 5.0494 | 2.1957 | 1.769 | 43.2901 | 56.583 | 54.3601 | 70.9149 | 84.6719 | 82.4489 | 98.5398 | 112.7607 | 110.5378 | 157.7891 | 162.3617 | 186.6813 | 195.3344 | 215.5736 | 228.307
2056 | 19.4929 | 13.674 | 12.3559 | 20.8915 | 14.834 | 13.4721 | 22.881 | 16.5195 | 15.1135 | 3.9235 | 2.5191 | 1.9887 | 5.2313 | 3.7377 | 3.2072 | 6.5389 | 4.9562 | 4.4257 | 3.7305 | 1.5376 | 1.1072 | 4.0708 | 1.8111 | 1.3807 | 5.0494 | 2.2008 | 1.7704 | 43.2901 | 56.7734 | 54.5504 | 70.9149 | 84.8622 | 82.6393 | 98.5398 | 112.9511 | 110.7282 | 158.9775 | 163.55 | 187.8697 | 196.5227 | 216.7619 | 229.4954
2057 | 19.4929 | 13.674 | 12.3559 | 20.8915 | 14.834 | 13.4721 | 22.881 | 16.5195 | 15.1135 | 3.9235 | 2.5191 | 1.9887 | 5.2313 | 3.7377 | 3.2072 | 6.5389 | 4.9562 | 4.4257 | 3.7305 | 1.5427 | 1.1087 | 4.0708 | 1.8162 | 1.3821 | 5.0494 | 2.206 | 1.7719 | 43.2901 | 56.9658 | 54.7429 | 70.9149 | 85.0546 | 82.8317 | 98.5398 | 113.1435 | 110.9206 | 160.1786 | 164.7512 | 189.0708 | 197.7238 | 217.9631 | 230.6965
2058 | 19.4929 | 13.674 | 12.3559 | 20.8915 | 14.834 | 13.4721 | 22.881 | 16.5195 | 15.1135 | 3.9235 | 2.5191 | 1.9887 | 5.2313 | 3.7377 | 3.2072 | 6.5389 | 4.9562 | 4.4257 | 3.7305 | 1.5479 | 1.1101 | 4.0708 | 1.8214 | 1.3836 | 5.0494 | 2.2111 | 1.7733 | 43.2901 | 57.1603 | 54.9373 | 70.9149 | 85.2491 | 83.0262 | 98.5398 | 113.338 | 111.1151 | 161.3927 | 165.9652 | 190.2849 | 198.9379 | 219.1771 | 231.9106
2059 | 19.4929 | 13.674 | 12.3559 | 20.8915 | 14.834 | 13.4721 | 22.881 | 16.5195 | 15.1135 | 3.9235 | 2.5191 | 1.9887 | 5.2313 | 3.7377 | 3.2072 | 6.5389 | 4.9562 | 4.4257 | 3.7305 | 1.5532 | 1.1116 | 4.0708 | 1.8266 | 1.3851 | 5.0494 | 2.2164 | 1.7748 | 43.2901 | 57.3568 | 55.1339 | 70.9149 | 85.4457 | 83.2228 | 98.5398 | 113.5346 | 111.3117 | 162.6198 | 167.1924 | 191.512 | 200.165 | 220.4043 | 233.1377
2060 | 19.4929 | 13.674 | 12.3559 | 20.8915 | 14.834 | 13.4721 | 22.881 | 16.5195 | 15.1135 | 3.9235 | 2.5191 | 1.9887 | 5.2313 | 3.7377 | 3.2072 | 6.5389 | 4.9562 | 4.4257 | 3.7305 | 1.5585 | 1.1131 | 4.0708 | 1.832 | 1.3866 | 5.0494 | 2.2217 | 1.7763 | 43.2901 | 57.5555 | 55.3326 | 70.9149 | 85.6444 | 83.4215 | 98.5398 | 113.7333 | 111.5104 | 163.8601 | 168.4327 | 192.7524 | 201.4054 | 221.6446 | 234.3781
2061 | 19.4929 | 13.674 | 12.3559 | 20.8915 | 14.834 | 13.4721 | 22.881 | 16.5195 | 15.1135 | 3.9235 | 2.5191 | 1.9887 | 5.2313 | 3.7377 | 3.2072 | 6.5389 | 4.9562 | 4.4257 | 3.7305 | 1.5639 | 1.1146 | 4.0708 | 1.8373 | 1.3881 | 5.0494 | 2.2271 | 1.7778 | 43.2901 | 57.7564 | 55.5335 | 70.9149 | 85.8453 | 83.6223 | 98.5398 | 113.9341 | 111.7112 | 165.1138 | 169.6864 | 194.0061 | 202.6591 | 222.8983 | 235.6317
2062 | 19.4929 | 13.674 | 12.3559 | 20.8915 | 14.834 | 13.4721 | 22.881 | 16.5195 | 15.1135 | 3.9235 | 2.5191 | 1.9887 | 5.2313 | 3.7377 | 3.2072 | 6.5389 | 4.9562 | 4.4257 | 3.7305 | 1.5693 | 1.1162 | 4.0708 | 1.8427 | 1.3896 | 5.0494 | 2.2325 | 1.7794 | 43.2901 | 57.9594 | 55.7365 | 70.9149 | 86.0482 | 83.8253 | 98.5398 | 114.1371 | 111.9142 | 166.381 | 170.9536 | 195.2732 | 203.9263 | 224.1655 | 236.8989
2063 | 19.4929 | 13.674 | 12.3559 | 20.8915 | 14.834 | 13.4721 | 22.881 | 16.5195 | 15.1135 | 3.9235 | 2.5191 | 1.9887 | 5.2313 | 3.7377 | 3.2072 | 6.5389 | 4.9562 | 4.4257 | 3.7305 | 1.5748 | 1.1177 | 4.0708 | 1.8482 | 1.3912 | 5.0494 | 2.238 | 1.7809 | 43.2901 | 58.1646 | 55.9416 | 70.9149 | 86.2534 | 84.0305 | 98.5398 | 114.3423 | 112.1194 | 167.6618 | 172.2344 | 196.5541 | 205.2071 | 225.4463 | 238.1797
2064 | 19.4929 | 13.674 | 12.3559 | 20.8915 | 14.834 | 13.4721 | 22.881 | 16.5195 | 15.1135 | 3.9235 | 2.5191 | 1.9887 | 5.2313 | 3.7377 | 3.2072 | 6.5389 | 4.9562 | 4.4257 | 3.7305 | 1.5803 | 1.1193 | 4.0708 | 1.8538 | 1.3927 | 5.0494 | 2.2435 | 1.7825 | 43.2901 | 58.3719 | 56.149 | 70.9149 | 86.4608 | 84.2379 | 98.5398 | 114.5497 | 112.3268 | 168.9564 | 173.529 | 197.8487 | 206.5017 | 226.7409 | 239.4744
2065 | 19.4929 | 13.674 | 12.3559 | 20.8915 | 14.834 | 13.4721 | 22.881 | 16.5195 | 15.1135 | 3.9235 | 2.5191 | 1.9887 | 5.2313 | 3.7377 | 3.2072 | 6.5389 | 4.9562 | 4.4257 | 3.7305 | 1.5859 | 1.1208 | 4.0708 | 1.8594 | 1.3943 | 5.0494 | 2.2491 | 1.7841 | 43.2901 | 58.5816 | 56.3586 | 70.9149 | 86.6704 | 84.4475 | 98.5398 | 114.7593 | 112.5364 | 170.265 | 174.8376 | 199.1572 | 207.8102 | 228.0494 | 240.7829
2066 | 19.4929 | 13.674 | 12.3559 | 20.8915 | 14.834 | 13.4721 | 22.881 | 16.5195 | 15.1135 | 3.9235 | 2.5191 | 1.9887 | 5.2313 | 3.7377 | 3.2072 | 6.5389 | 4.9562 | 4.4257 | 3.7305 | 1.5916 | 1.1224 | 4.0708 | 1.865 | 1.3959 | 5.0494 | 2.2548 | 1.7857 | 43.2901 | 58.7934 | 56.5705 | 70.9149 | 86.8823 | 84.6594 | 98.5398 | 114.9712 | 112.7483 | 171.5876 | 176.1602 | 200.4798 | 209.1329 | 229.3721 | 242.1055
2067 | 19.4929 | 13.674 | 12.3559 | 20.8915 | 14.834 | 13.4721 | 22.881 | 16.5195 | 15.1135 | 3.9235 | 2.5191 | 1.9887 | 5.2313 | 3.7377 | 3.2072 | 6.5389 | 4.9562 | 4.4257 | 3.7305 | 1.5973 | 1.1241 | 4.0708 | 1.8707 | 1.3975 | 5.0494 | 2.2605 | 1.7873 | 43.2901 | 59.0076 | 56.7847 | 70.9149 | 87.0965 | 84.8736 | 98.5398 | 115.1854 | 112.9624 | 172.9245 | 177.497 | 201.8167 | 210.4697 | 230.7089 | 243.4424
2068 | 19.4929 | 13.674 | 12.3559 | 20.8915 | 14.834 | 13.4721 | 22.881 | 16.5195 | 15.1135 | 3.9235 | 2.5191 | 1.9887 | 5.2313 | 3.7377 | 3.2072 | 6.5389 | 4.9562 | 4.4257 | 3.7305 | 1.6031 | 1.1257 | 4.0708 | 1.8765 | 1.3992 | 5.0494 | 2.2663 | 1.7889 | 43.2901 | 59.2241 | 57.0012 | 70.9149 | 87.3129 | 85.09 | 98.5398 | 115.4018 | 113.1789 | 174.2757 | 178.8483 | 203.168 | 211.821 | 232.0602 | 244.7936
2069 | 19.4929 | 13.674 | 12.3559 | 20.8915 | 14.834 | 13.4721 | 22.881 | 16.5195 | 15.1135 | 3.9235 | 2.5191 | 1.9887 | 5.2313 | 3.7377 | 3.2072 | 6.5389 | 4.9562 | 4.4257 | 3.7305 | 1.6089 | 1.1273 | 4.0708 | 1.8824 | 1.4008 | 5.0494 | 2.2721 | 1.7906 | 43.2901 | 59.4429 | 57.2199 | 70.9149 | 87.5317 | 85.3088 | 98.5398 | 115.6206 | 113.3977 | 175.6415 | 180.2141 | 204.5337 | 213.1868 | 233.426 | 246.1594
2070 | 19.4929 | 13.674 | 12.3559 | 20.8915 | 14.834 | 13.4721 | 22.881 | 16.5195 | 15.1135 | 3.9235 | 2.5191 | 1.9887 | 5.2313 | 3.7377 | 3.2072 | 6.5389 | 4.9562 | 4.4257 | 3.7305 | 1.6148 | 1.129 | 4.0708 | 1.8883 | 1.4025 | 5.0494 | 2.278 | 1.7922 | 43.2901 | 59.664 | 57.4411 | 70.9149 | 87.7529 | 85.53 | 98.5398 | 115.8418 | 113.6188 | 177.022 | 181.5946 | 205.9142 | 214.5673 | 234.8065 | 247.5399
2071 | 19.4929 | 13.674 | 12.3559 | 20.8915 | 14.834 | 13.4721 | 22.881 | 16.5195 | 15.1135 | 3.9235 | 2.5191 | 1.9887 | 5.2313 | 3.7377 | 3.2072 | 6.5389 | 4.9562 | 4.4257 | 3.7305 | 1.6208 | 1.1307 | 4.0708 | 1.8942 | 1.4042 | 5.0494 | 2.284 | 1.7939 | 43.2901 | 59.8875 | 57.6646 | 70.9149 | 87.9764 | 85.7535 | 98.5398 | 116.0653 | 113.8424 | 178.4174 | 182.9899 | 207.3096 | 215.9626 | 236.2018 | 248.9353
2072 | 19.4929 | 13.674 | 12.3559 | 20.8915 | 14.834 | 13.4721 | 22.881 | 16.5195 | 15.1135 | 3.9235 | 2.5191 | 1.9887 | 5.2313 | 3.7377 | 3.2072 | 6.5389 | 4.9562 | 4.4257 | 3.7305 | 1.6268 | 1.1324 | 4.0708 | 1.9003 | 1.4059 | 5.0494 | 2.29 | 1.7956 | 43.2901 | 60.1135 | 57.8906 | 70.9149 | 88.2024 | 85.9794 | 98.5398 | 116.2912 | 114.0683 | 179.8277 | 184.4003 | 208.72 | 217.373 | 237.6122 | 250.3457
2073 | 19.4929 | 13.674 | 12.3559 | 20.8915 | 14.834 | 13.4721 | 22.881 | 16.5195 | 15.1135 | 3.9235 | 2.5191 | 1.9887 | 5.2313 | 3.7377 | 3.2072 | 6.5389 | 4.9562 | 4.4257 | 3.7305 | 1.6329 | 1.1341 | 4.0708 | 1.9064 | 1.4076 | 5.0494 | 2.2961 | 1.7973 | 43.2901 | 60.3418 | 58.1189 | 70.9149 | 88.4307 | 86.2078 | 98.5398 | 116.5196 | 114.2967 | 181.2533 | 185.8259 | 210.1455 | 218.7985 | 239.0378 | 251.7712
2074 | 19.4929 | 13.674 | 12.3559 | 20.8915 | 14.834 | 13.4721 | 22.881 | 16.5195 | 15.1135 | 3.9235 | 2.5191 | 1.9887 | 5.2313 | 3.7377 | 3.2072 | 6.5389 | 4.9562 | 4.4257 | 3.7305 | 1.6391 | 1.1359 | 4.0708 | 1.9125 | 1.4093 | 5.0494 | 2.3023 | 1.7991 | 43.2901 | 60.5727 | 58.3498 | 70.9149 | 88.6615 | 86.4386 | 98.5398 | 116.7504 | 114.5275 | 182.6942 | 187.2668 | 211.5864 | 220.2394 | 240.4786 | 253.2121
2075 | 19.4929 | 13.674 | 12.3559 | 20.8915 | 14.834 | 13.4721 | 22.881 | 16.5195 | 15.1135 | 3.9235 | 2.5191 | 1.9887 | 5.2313 | 3.7377 | 3.2072 | 6.5389 | 4.9562 | 4.4257 | 3.7305 | 1.6453 | 1.1376 | 4.0708 | 1.9188 | 1.4111 | 5.0494 | 2.3085 | 1.8008 | 43.2901 | 60.806 | 58.5831 | 70.9149 | 88.8949 | 86.6719 | 98.5398 | 116.9837 | 114.7608 | 184.1506 | 188.7232 | 213.0428 | 221.6958 | 241.9351 | 254.6685
2076 | 19.4929 | 13.674 | 12.3559 | 20.8915 | 14.834 | 13.4721 | 22.881 | 16.5195 | 15.1135 | 3.9235 | 2.5191 | 1.9887 | 5.2313 | 3.7377 | 3.2072 | 6.5389 | 4.9562 | 4.4257 | 3.7305 | 1.6516 | 1.1394 | 4.0708 | 1.9251 | 1.4129 | 5.0494 | 2.3148 | 1.8026 | 43.2901 | 61.0418 | 58.8189 | 70.9149 | 89.1307 | 86.9078 | 98.5398 | 117.2196 | 114.9966 | 185.6227 | 190.1952 | 214.5149 | 223.1679 | 243.4071 | 256.1406
2077 | 19.4929 | 13.674 | 12.3559 | 20.8915 | 14.834 | 13.4721 | 22.881 | 16.5195 | 15.1135 | 3.9235 | 2.5191 | 1.9887 | 5.2313 | 3.7377 | 3.2072 | 6.5389 | 4.9562 | 4.4257 | 3.7305 | 1.658 | 1.1412 | 4.0708 | 1.9314 | 1.4147 | 5.0494 | 2.3212 | 1.8044 | 43.2901 | 61.2802 | 59.0572 | 70.9149 | 89.369 | 87.1461 | 98.5398 | 117.4579 | 115.235 | 187.1106 | 191.6832 | 216.0028 | 224.6558 | 244.8951 | 257.6285
2078 | 19.4929 | 13.674 | 12.3559 | 20.8915 | 14.834 | 13.4721 | 22.881 | 16.5195 | 15.1135 | 3.9235 | 2.5191 | 1.9887 | 5.2313 | 3.7377 | 3.2072 | 6.5389 | 4.9562 | 4.4257 | 3.7305 | 1.6644 | 1.143 | 4.0708 | 1.9379 | 1.4165 | 5.0494 | 2.3276 | 1.8062 | 43.2901 | 61.5211 | 59.2982 | 70.9149 | 89.61 | 87.387 | 98.5398 | 117.6988 | 115.4759 | 188.6145 | 193.1871 | 217.5068 | 226.1598 | 246.399 | 259.1325
2079 | 19.4929 | 13.674 | 12.3559 | 20.8915 | 14.834 | 13.4721 | 22.881 | 16.5195 | 15.1135 | 3.9235 | 2.5191 | 1.9887 | 5.2313 | 3.7377 | 3.2072 | 6.5389 | 4.9562 | 4.4257 | 3.7305 | 1.6709 | 1.1449 | 4.0708 | 1.9444 | 1.4183 | 5.0494 | 2.3341 | 1.8081 | 43.2901 | 61.7646 | 59.5417 | 70.9149 | 89.8535 | 87.6306 | 98.5398 | 117.9424 | 115.7194 | 190.1347 | 194.7072 | 219.0269 | 227.6799 | 247.9191 | 260.6526
2080 | 19.4929 | 13.674 | 12.3559 | 20.8915 | 14.834 | 13.4721 | 22.881 | 16.5195 | 15.1135 | 3.9235 | 2.5191 | 1.9887 | 5.2313 | 3.7377 | 3.2072 | 6.5389 | 4.9562 | 4.4257 | 3.7305 | 1.6775 | 1.1467 | 4.0708 | 1.9509 | 1.4202 | 5.0494 | 2.3407 | 1.8099 | 43.2901 | 62.0107 | 59.7878 | 70.9149 | 90.0996 | 87.8767 | 98.5398 | 118.1885 | 115.9656 | 191.6711 | 196.2437 | 220.5634 | 229.2164 | 249.4556 | 262.1891
2081 | 19.4929 | 13.674 | 12.3559 | 20.8915 | 14.834 | 13.4721 | 22.881 | 16.5195 | 15.1135 | 3.9235 | 2.5191 | 1.9887 | 5.2313 | 3.7377 | 3.2072 | 6.5389 | 4.9562 | 4.4257 | 3.7305 | 1.6841 | 1.1486 | 4.0708 | 1.9576 | 1.4221 | 5.0494 | 2.3473 | 1.8118 | 43.2901 | 62.2595 | 60.0366 | 70.9149 | 90.3484 | 88.1255 | 98.5398 | 118.4373 | 116.2144 | 193.2242 | 197.7967 | 222.1164 | 230.7694 | 251.0086 | 263.7421
2082 | 19.4929 | 13.674 | 12.3559 | 20.8915 | 14.834 | 13.4721 | 22.881 | 16.5195 | 15.1135 | 3.9235 | 2.5191 | 1.9887 | 5.2313 | 3.7377 | 3.2072 | 6.5389 | 4.9562 | 4.4257 | 3.7305 | 1.6908 | 1.1505 | 4.0708 | 1.9643 | 1.4239 | 5.0494 | 2.3541 | 1.8137 | 43.2901 | 62.511 | 60.2881 | 70.9149 | 90.5999 | 88.377 | 98.5398 | 118.6887 | 116.4658 | 194.7939 | 199.3665 | 223.6861 | 232.3392 | 252.5784 | 265.3118
2083 | 19.4929 | 13.674 | 12.3559 | 20.8915 | 14.834 | 13.4721 | 22.881 | 16.5195 | 15.1135 | 3.9235 | 2.5191 | 1.9887 | 5.2313 | 3.7377 | 3.2072 | 6.5389 | 4.9562 | 4.4257 | 3.7305 | 1.6976 | 1.1524 | 4.0708 | 1.9711 | 1.4259 | 5.0494 | 2.3609 | 1.8156 | 43.2901 | 62.7652 | 60.5422 | 70.9149 | 90.854 | 88.6311 | 98.5398 | 118.9429 | 116.72 | 196.3806 | 200.9531 | 225.2728 | 233.9258 | 254.165 | 266.8985
2084 | 19.4929 | 13.674 | 12.3559 | 20.8915 | 14.834 | 13.4721 | 22.881 | 16.5195 | 15.1135 | 3.9235 | 2.5191 | 1.9887 | 5.2313 | 3.7377 | 3.2072 | 6.5389 | 4.9562 | 4.4257 | 3.7305 | 1.7045 | 1.1543 | 4.0708 | 1.978 | 1.4278 | 5.0494 | 2.3677 | 1.8176 | 43.2901 | 63.0221 | 60.7992 | 70.9149 | 91.1109 | 88.888 | 98.5398 | 119.1998 | 116.9769 | 197.9843 | 202.5568 | 226.8765 | 235.5295 | 255.7687 | 268.5022
2085 | 19.4929 | 13.674 | 12.3559 | 20.8915 | 14.834 | 13.4721 | 22.881 | 16.5195 | 15.1135 | 3.9235 | 2.5191 | 1.9887 | 5.2313 | 3.7377 | 3.2072 | 6.5389 | 4.9562 | 4.4257 | 3.7305 | 1.7114 | 1.1563 | 4.0708 | 1.9849 | 1.4298 | 5.0494 | 2.3746 | 1.8195 | 43.2901 | 63.2817 | 61.0588 | 70.9149 | 91.3706 | 89.1477 | 98.5398 | 119.4595 | 117.2366 | 199.6052 | 204.1778 | 228.4975 | 237.1505 | 257.3897 | 270.1232
2086 | 19.4929 | 13.674 | 12.3559 | 20.8915 | 14.834 | 13.4721 | 22.881 | 16.5195 | 15.1135 | 3.9235 | 2.5191 | 1.9887 | 5.2313 | 3.7377 | 3.2072 | 6.5389 | 4.9562 | 4.4257 | 3.7305 | 1.7184 | 1.1583 | 4.0708 | 1.9919 | 1.4317 | 5.0494 | 2.3817 | 1.8215 | 43.2901 | 63.5442 | 61.3213 | 70.9149 | 91.6331 | 89.4102 | 98.5398 | 119.722 | 117.4991 | 201.2437 | 205.8162 | 230.1359 | 238.7889 | 259.0281 | 271.7616
2087 | 19.4929 | 13.674 | 12.3559 | 20.8915 | 14.834 | 13.4721 | 22.881 | 16.5195 | 15.1135 | 3.9235 | 2.5191 | 1.9887 | 5.2313 | 3.7377 | 3.2072 | 6.5389 | 4.9562 | 4.4257 | 3.7305 | 1.7255 | 1.1603 | 4.0708 | 1.999 | 1.4337 | 5.0494 | 2.3887 | 1.8235 | 43.2901 | 63.8095 | 61.5866 | 70.9149 | 91.8984 | 89.6755 | 98.5398 | 119.9873 | 117.7643 | 202.8997 | 207.4723 | 231.792 | 240.445 | 260.6842 | 273.4176
2088 | 19.4929 | 13.674 | 12.3559 | 20.8915 | 14.834 | 13.4721 | 22.881 | 16.5195 | 15.1135 | 3.9235 | 2.5191 | 1.9887 | 5.2313 | 3.7377 | 3.2072 | 6.5389 | 4.9562 | 4.4257 | 3.7305 | 1.7327 | 1.1623 | 4.0708 | 2.0062 | 1.4358 | 5.0494 | 2.3959 | 1.8255 | 43.2901 | 64.0777 | 61.8547 | 70.9149 | 92.1665 | 89.9436 | 98.5398 | 120.2554 | 118.0325 | 204.5736 | 209.1462 | 233.4658 | 242.1188 | 262.3581 | 275.0915
2089 | 19.4929 | 13.674 | 12.3559 | 20.8915 | 14.834 | 13.4721 | 22.881 | 16.5195 | 15.1135 | 3.9235 | 2.5191 | 1.9887 | 5.2313 | 3.7377 | 3.2072 | 6.5389 | 4.9562 | 4.4257 | 3.7305 | 1.7399 | 1.1643 | 4.0708 | 2.0134 | 1.4378 | 5.0494 | 2.4031 | 1.8276 | 43.2901 | 64.3487 | 62.1258 | 70.9149 | 92.4376 | 90.2146 | 98.5398 | 120.5264 | 118.3035 | 206.2655 | 210.8381 | 235.1577 | 243.8107 | 264.05 | 276.7834
2090 | 19.4929 | 13.674 | 12.3559 | 20.8915 | 14.834 | 13.4721 | 22.881 | 16.5195 | 15.1135 | 3.9235 | 2.5191 | 1.9887 | 5.2313 | 3.7377 | 3.2072 | 6.5389 | 4.9562 | 4.4257 | 3.7305 | 1.7472 | 1.1664 | 4.0708 | 2.0207 | 1.4399 | 5.0494 | 2.4105 | 1.8296 | 43.2901 | 64.6226 | 62.3997 | 70.9149 | 92.7115 | 90.4886 | 98.5398 | 120.8004 | 118.5775 | 207.9756 | 212.5482 | 236.8678 | 245.5209 | 265.7601 | 278.4935
2091 | 19.4929 | 13.674 | 12.3559 | 20.8915 | 14.834 | 13.4721 | 22.881 | 16.5195 | 15.1135 | 3.9235 | 2.5191 | 1.9887 | 5.2313 | 3.7377 | 3.2072 | 6.5389 | 4.9562 | 4.4257 | 3.7305 | 1.7546 | 1.1685 | 4.0708 | 2.0281 | 1.442 | 5.0494 | 2.4179 | 1.8317 | 43.2901 | 64.8995 | 62.6766 | 70.9149 | 92.9884 | 90.7655 | 98.5398 | 121.0773 | 118.8544 | 209.7041 | 214.2767 | 238.5964 | 247.2494 | 267.4886 | 280.222
2092 | 19.4929 | 13.674 | 12.3559 | 20.8915 | 14.834 | 13.4721 | 22.881 | 16.5195 | 15.1135 | 3.9235 | 2.5191 | 1.9887 | 5.2313 | 3.7377 | 3.2072 | 6.5389 | 4.9562 | 4.4257 | 3.7305 | 1.7621 | 1.1706 | 4.0708 | 2.0356 | 1.4441 | 5.0494 | 2.4253 | 1.8338 | 43.2901 | 65.1794 | 62.9565 | 70.9149 | 93.2683 | 91.0454 | 98.5398 | 121.3572 | 119.1343 | 211.4512 | 216.0238 | 240.3435 | 248.9965 | 269.2357 | 281.9692
2093 | 19.4929 | 13.674 | 12.3559 | 20.8915 | 14.834 | 13.4721 | 22.881 | 16.5195 | 15.1135 | 3.9235 | 2.5191 | 1.9887 | 5.2313 | 3.7377 | 3.2072 | 6.5389 | 4.9562 | 4.4257 | 3.7305 | 1.7697 | 1.1727 | 4.0708 | 2.0431 | 1.4462 | 5.0494 | 2.4329 | 1.836 | 43.2901 | 65.4623 | 63.2394 | 70.9149 | 93.5512 | 91.3283 | 98.5398 | 121.6401 | 119.4172 | 213.2172 | 217.7897 | 242.1094 | 250.7624 | 271.0016 | 283.7351
2094 | 19.4929 | 13.674 | 12.3559 | 20.8915 | 14.834 | 13.4721 | 22.881 | 16.5195 | 15.1135 | 3.9235 | 2.5191 | 1.9887 | 5.2313 | 3.7377 | 3.2072 | 6.5389 | 4.9562 | 4.4257 | 3.7305 | 1.7773 | 1.1749 | 4.0708 | 2.0508 | 1.4484 | 5.0494 | 2.4405 | 1.8381 | 43.2901 | 65.7483 | 63.5253 | 70.9149 | 93.8371 | 91.6142 | 98.5398 | 121.926 | 119.7031 | 215.0021 | 219.5747 | 243.8943 | 252.5473 | 272.7866 | 285.52
2095 | 19.4929 | 13.674 | 12.3559 | 20.8915 | 14.834 | 13.4721 | 22.881 | 16.5195 | 15.1135 | 3.9235 | 2.5191 | 1.9887 | 5.2313 | 3.7377 | 3.2072 | 6.5389 | 4.9562 | 4.4257 | 3.7305 | 1.785 | 1.1771 | 4.0708 | 2.0585 | 1.4505 | 5.0494 | 2.4482 | 1.8403 | 43.2901 | 66.0373 | 63.8144 | 70.9149 | 94.1261 | 91.9032 | 98.5398 | 122.215 | 119.9921 | 216.8062 | 221.3788 | 245.6985 | 254.3515 | 274.5907 | 287.3242
2096 | 19.4929 | 13.674 | 12.3559 | 20.8915 | 14.834 | 13.4721 | 22.881 | 16.5195 | 15.1135 | 3.9235 | 2.5191 | 1.9887 | 5.2313 | 3.7377 | 3.2072 | 6.5389 | 4.9562 | 4.4257 | 3.7305 | 1.7928 | 1.1793 | 4.0708 | 2.0663 | 1.4528 | 5.0494 | 2.456 | 1.8425 | 43.2901 | 66.3294 | 64.1065 | 70.9149 | 94.4183 | 92.1954 | 98.5398 | 122.5071 | 120.2842 | 218.6298 | 223.2024 | 247.522 | 256.175 | 276.4143 | 289.1477
2097 | 19.4929 | 13.674 | 12.3559 | 20.8915 | 14.834 | 13.4721 | 22.881 | 16.5195 | 15.1135 | 3.9235 | 2.5191 | 1.9887 | 5.2313 | 3.7377 | 3.2072 | 6.5389 | 4.9562 | 4.4257 | 3.7305 | 1.8007 | 1.1815 | 4.0708 | 2.0742 | 1.455 | 5.0494 | 2.4639 | 1.8447 | 43.2901 | 66.6247 | 64.4017 | 70.9149 | 94.7135 | 92.4906 | 98.5398 | 122.8024 | 120.5795 | 220.473 | 225.0456 | 249.3652 | 258.0182 | 278.2574 | 290.9909
2098 | 19.4929 | 13.674 | 12.3559 | 20.8915 | 14.834 | 13.4721 | 22.881 | 16.5195 | 15.1135 | 3.9235 | 2.5191 | 1.9887 | 5.2313 | 3.7377 | 3.2072 | 6.5389 | 4.9562 | 4.4257 | 3.7305 | 1.8087 | 1.1838 | 4.0708 | 2.0822 | 1.4572 | 5.0494 | 2.4719 | 1.847 | 43.2901 | 66.9231 | 64.7002 | 70.9149 | 95.012 | 92.7891 | 98.5398 | 123.1009 | 120.878 | 222.336 | 226.9086 | 251.2282 | 259.8813 | 280.1205 | 292.8539
2099 | 19.4929 | 13.674 | 12.3559 | 20.8915 | 14.834 | 13.4721 | 22.881 | 16.5195 | 15.1135 | 3.9235 | 2.5191 | 1.9887 | 5.2313 | 3.7377 | 3.2072 | 6.5389 | 4.9562 | 4.4257 | 3.7305 | 1.8167 | 1.186 | 4.0708 | 2.0902 | 1.4595 | 5.0494 | 2.48 | 1.8493 | 43.2901 | 67.2248 | 65.0019 | 70.9149 | 95.3137 | 93.0907 | 98.5398 | 123.4025 | 121.1796 | 224.2191 | 228.7917 | 253.1113 | 261.7643 | 282.0035 | 294.737
2100 | 19.4929 | 13.674 | 12.3559 | 20.8915 | 14.834 | 13.4721 | 22.881 | 16.5195 | 15.1135 | 3.9235 | 2.5191 | 1.9887 | 5.2313 | 3.7377 | 3.2072 | 6.5389 | 4.9562 | 4.4257 | 3.7305 | 1.8249 | 1.1883 | 4.0708 | 2.0984 | 1.4618 | 5.0494 | 2.4881 | 1.8516 | 43.2901 | 67.5297 | 65.3068 | 70.9149 | 95.6186 | 93.3956 | 98.5398 | 123.7074 | 121.4845 | 226.1224 | 230.695 | 255.0147 | 263.6677 | 283.9069 | 296.6403
Notes: | [36 empty] | Note:
Non-domestic prices are inclusive of CCL
These prices are for road fuels with no biofuel blending
Petrol comprises a weighted average of Super and Premium unleaded
Source: DECC and Department for Transport modelling