{"text_format":"1","workbook":"xlsx","n_sheets":3,"sheets":["Local Estimate","National Estimate (Fixed)","list options"],"not_rendered":{"charts":2,"images":1,"macros":1,"external_links":0,"defined_names":6,"comments":2,"pivot_tables":0},"unopened":[],"bounds":{"document_bytes":16777216,"sheet_cells":100000,"rows_first":2000,"rows_last":500,"rows_between":2000,"halvings":0,"cell_chars":16384,"cell_head_chars":4096},"cells_cut":0,"cells_raw":0,"read":"whole","date_system":"1900"}

{"sheet":"Local Estimate","index":0,"n_rows":100500,"n_cols":22,"rows_kept":4500,"cut":true,"hidden":false,"merged":[[35,20,35,21],[22,10,22,11],[3,9,3,18],[9,0,9,7],[21,0,21,7],[21,9,21,11],[28,20,28,21],[21,20,21,21],[22,0,22,1],[22,2,22,3],[22,4,22,7],[21,13,21,16],[10,0,10,3],[10,4,10,7]],"bounds":{"rows_first":2000,"rows_last":500,"rows_between":2000,"halvings":0}}
["SC120020/1 Appendix C_Sewer Capacity-MC Analysis Tool (v0.2-March 2015).xls"]
["Monte Carlo Analysis of sewer capacity after WBSWFR/TN3 Sewer Capacity and Infiltration Analysis (Horritt et al., 2009)"]
["Local estimate for Ellenbrook: E612500N242500_05000m"]
[]
[]
["Input: Ranges for MC sampling"]
["Location Name:","Ellenbrook"]
["Reference:","E612500N242500_05000m"]
[]
["Table 1: Input national range, local range or exact value for MC analysis"]
[null,null,null,null,"DDF parameters"]
[null,"SOP (years)","tcrit (hours)","PR","C","D1","E","F"]
["Estimate","national range","local range","national range","exact value","exact value","exact value","exact value"]
["minimum of range",5,0.5,0.3]
["mode or exact value",10,null,null,-2.1999999999999999E-2,0.314,0.313,2.5219999999999998]
["maximum of range",30,1,0.8]
["ymode",{"$f":"((B15-B14)^2)/((B16-B14)*(B15-B14))","v":0.2}]
[]
[]
["Calculations: Monte Carlo Analysis of sewer capacity",null,null,null,null,null,null,null,null,null,null,null,null,null,null,null,null,null,null,null,"Results: Frequency Distribution and summary statistics"]
[]
["Table 2: Randomly generated MC samples",null,null,null,null,null,null,null,null,"Table 3: Calculated sewer capacity for each set of MC samples",null,null,null,"Table 4: Frequency distribution of sewer capacity",null,null,null,null,null,null,"Table 5: National estimate (fixed)"]
["triangular distribution",null,"uniform distribution",null,"DDF",null,null,null,null,null,"Infiltration rate (mm/hr)",null,null,"bin interval",0.5,"Local Estimate","FIXED National estimate",null,null,null,"Minimum estimate",{"$f":"MIN(L25:L15024)","v":3.4254181285290501}]
["y (rand)","SOP","tcrit","PR","C","D1","E","F",null,"y","specific location","national estimate (fixed)",null,"bin nr","bins","count","count",null,null,null,"maximum estimate",{"$f":"MAX(L25:L15024)","v":42.237563458493725}]
[{"$f":"RAND()","v":0.91561420300098795},{"$f":"IF($B$13=\"exact vlaue\",$B$15,(IF(A25<=$B$17,($B$14+(SQRT(A25*($B$16-$B$14)*($B$15-$B$14)))),($B$16+((SQRT(A25)-1)*(SQRT(($B$16-$B$14)*($B$16-$B$15))))))))","v":29.035747531926358},{"$f":"IF($C$13=\"exact value\",$C$15,(RANDBETWEEN(($C$14*1000),($C$16*1000))/1000))","v":0.81699999999999995},{"$f":"IF($D$13=\"exact value\",$D$15,(RANDBETWEEN(($D$14*1000),($D$16*1000))/1000))","v":0.32100000000000001},{"$f":"IF($E$13=\"exact value\",$E$15,(RANDBETWEEN(($E$14*1000),($E$16*1000))/1000))","v":-2.1999999999999999E-2},{"$f":"IF($F$13=\"exact value\",$F$15,(RANDBETWEEN(($F$14*1000),($F$16*1000))/1000))","v":0.314},{"$f":"IF($G$13=\"exact value\",$G$15,(RANDBETWEEN(($G$14*1000),($G$16*1000))/1000))","v":0.313},{"$f":"IF($H$13=\"exact value\",$H$15,(RANDBETWEEN(($H$14*1000),($H$16*1000))/1000))","v":2.5219999999999998},null,{"$f":"-LN(-LN(1-(1/B25)))","v":3.351055248263882},{"$f":"D25*(C25^((E25*J25)+F25-1))*EXP((G25*J25)+H25)","v":13.304715139313457},5.5983172564575119,null,0,{"$f":"N25*$O$23","v":0},{"$f":"Z24","v":0},{"$f":"O25","v":0},null,null,null,"Modal estimate",{"$f":"INDEX($O$25:$Q$125,MATCH(MAX($Q$25:$Q$125),$Q$25:$Q$125,0),1)-($O$23/2)","v":10.75}]
[{"$f":"RAND()","v":0.6185485325606801},{"$f":"IF($B$13=\"exact vlaue\",$B$15,(IF(A26<=$B$17,($B$14+(SQRT(A26*($B$16-$B$14)*($B$15-$B$14)))),($B$16+((SQRT(A26)-1)*(SQRT(($B$16-$B$14)*($B$16-$B$15))))))))","v":25.225515557715205},{"$f":"IF($C$13=\"exact value\",$C$15,(RANDBETWEEN(($C$14*1000),($C$16*1000))/1000))","v":0.873},{"$f":"IF($D$13=\"exact value\",$D$15,(RANDBETWEEN(($D$14*1000),($D$16*1000))/1000))","v":0.67900000000000005},{"$f":"IF($E$13=\"exact value\",$E$15,(RANDBETWEEN(($E$14*1000),($E$16*1000))/1000))","v":-2.1999999999999999E-2},{"$f":"IF($F$13=\"exact value\",$F$15,(RANDBETWEEN(($F$14*1000),($F$16*1000))/1000))","v":0.314},{"$f":"IF($G$13=\"exact value\",$G$15,(RANDBETWEEN(($G$14*1000),($G$16*1000))/1000))","v":0.313},{"$f":"IF($H$13=\"exact value\",$H$15,(RANDBETWEEN(($H$14*1000),($H$16*1000))/1000))","v":2.5219999999999998},null,3.2076993947060273,25.57544735974944,19.356292934779962,null,1,0.5,{"$f":"COUNTIF($K$25:$K$100500,\"<=\"&O26)-COUNTIF($K$25:$K$100500,\"<=\"&O25)","v":0},{"$f":"COUNTIF($L$25:$L$100500,\"<=\"&O26)-COUNTIF($L$25:$L$100500,\"<=\"&O25)","v":0},null,null,null,"Mean",{"$f":"AVERAGE(L25:L15024)","v":13.88787842618463}]
[0.88262168377982575,28.646719918679398,0.63600000000000001,0.35099999999999998,-2.1999999999999999E-2,0.314,0.313,2.5219999999999998,null,3.3373256246042922,17.519157783534023,8.157602767250399,null,2,1,{"$f":"COUNTIF($K$25:$K$100500,\"<=\"&O27)-COUNTIF($K$25:$K$100500,\"<=\"&O26)","v":0},{"$f":"COUNTIF($L$25:$L$100500,\"<=\"&O27)-COUNTIF($L$25:$L$100500,\"<=\"&O26)","v":0},null,null,null,"Standard deviation",{"$f":"STDEV(L25:L15024)","v":5.9104163442945836}]
[5.8490981647550955E-3,5.8550656527977178,0.82699999999999996,0.40200000000000002,-2.1999999999999999E-2,0.314,0.313,2.5219999999999998,null,1.6751259701253967,9.7018592686174543,6.1353504214916095,null,3,1.5,0,0]
[0.58743315572271493,24.7774816742754,0.80900000000000005,0.70199999999999996,-2.1999999999999999E-2,0.314,0.313,2.5219999999999998,null,3.189407826995184,27.847332347109205,18.928081956223345,null,4,2,0,0,null,null,null,"Table 6: Local estimate"]
[0.25928457001183614,19.025376829723427,0.91900000000000004,0.67900000000000005,-2.1999999999999999E-2,0.314,0.313,2.5219999999999998,null,2.9188986158659875,22.462588874732941,9.9262813307897417,null,5,2.5,0,0,null,null,null,"Minimum estimate",{"$f":"MIN($K$25:$K$15024)","v":6.7497958048804847}]
[0.8152570709576481,27.829132890770552,0.95399999999999996,0.35399999999999998,-2.1999999999999999E-2,0.314,0.313,2.5219999999999998,null,3.307841680832611,12.866511109949055,20.016825053242147,null,6,3,0,0,null,null,null,"maximum estimate",{"$f":"MAX($K$25:$K$15024)","v":48.085457844382802}]
[0.2980757131825964,19.847426408653121,0.72699999999999998,0.78900000000000003,-2.1999999999999999E-2,0.314,0.313,2.5219999999999998,null,2.9623367198497306,31.554541186805345,6.4493781534497518,null,7,3.5,0,10,null,null,null,"Modal estimate",{"$f":"INDEX($O$25:$P$125,MATCH(MAX($P$25:$P$125),$P$25:$P$125,0),1)-($O$23/2)","v":16.75}]
[0.98988379425647877,29.886609883030996,0.95799999999999996,0.67100000000000004,-2.1999999999999999E-2,0.314,0.313,2.5219999999999998,null,3.3804426140086417,24.871385388112344,21.88525175385011,null,8,4,0,97,null,null,null,"Mean",{"$f":"AVERAGE(K25:K15024)","v":22.190145141910534}]
[0.45766321115244979,22.766501243824642,0.51100000000000001,0.56499999999999995,-2.1999999999999999E-2,0.314,0.313,2.5219999999999998,null,3.1029152464230596,30.836068819195802,16.074312265664009,null,9,4.5,0,292,null,null,null,"Standard deviation",{"$f":"STDEV(K25:K15024)","v":7.5088246636798077}]
[0.69666145251730649,26.302940620269823,0.73899999999999999,0.54900000000000004,-2.1999999999999999E-2,0.314,0.313,2.5219999999999998,null,3.2503632783284009,23.77942556224664,13.982989648546033,null,10,5,0,542]
[0.99340817268881121,29.926179275671526,0.58699999999999997,0.53100000000000003,-2.1999999999999999E-2,0.314,0.313,2.5219999999999998,null,3.3817884786609795,28.57677797516569,8.5314865969968618,null,11,5.5,0,994,null,null,null,"table 7: Local estimate +/- 1 st dev:"]
[0.28582676277164742,19.593958713297084,0.91900000000000004,0.33500000000000002,-2.1999999999999999E-2,0.314,0.313,2.5219999999999998,null,2.9491433453555804,11.188465904543076,7.3140260350996895,null,12,6,0,1514,null,null,null,"lower",{"$f":"V32-V34","v":9.2411753363201932}]
[0.95606120381351667,29.503231172194472,0.63200000000000001,0.49299999999999999,-2.1999999999999999E-2,0.314,0.313,2.5219999999999998,null,3.3673081644401748,24.965540399819336,25.939078500122168,null,13,6.5,1,2113,null,null,null,"mode",{"$f":"V32","v":16.75}]
[0.21525370804163091,18.013656542126945,0.80700000000000005,0.55400000000000005,-2.1999999999999999E-2,0.314,0.313,2.5219999999999998,null,2.8627091697807669,19.846789981884928,6.2797024338700007,null,14,7,19,2568,null,null,null,"higher",{"$f":"V32+V34","v":24.258824663679807}]
[{"$f":"RAND()","v":0.64535250797036969},25.602511867502187,0.98599999999999999,0.35699999999999998,-2.1999999999999999E-2,0.314,0.313,2.5219999999999998,null,3.2228356462292895,12.322163722918006,14.692495379687742,null,15,7.5,80,3024]
[0.76011668287091061,27.13440528343299,0.76500000000000001,0.79300000000000004,-2.1999999999999999E-2,0.314,0.313,2.5219999999999998,null,3.2820863222274452,33.800268189955673,24.33869384141785,null,16,8,180,3207]
[0.26312970256985813,19.109492468038781,0.64200000000000002,0.46300000000000002,-2.1999999999999999E-2,0.314,0.313,2.5219999999999998,null,2.9234310930146141,20.075913251885311,11.184404841542644,null,17,8.5,288,3483]
[0.30257236348833461,19.939165010371035,0.85199999999999998,0.71199999999999997,-2.1999999999999999E-2,0.314,0.313,2.5219999999999998,null,2.9670692548207223,25.31371066155539,9.6823776200976912,null,18,9,386,3549]
[0.13604084213829604,9.1237246837400541,0.54500000000000004,0.45800000000000002,-2.1999999999999999E-2,0.314,0.313,2.5219999999999998,null,2.1533949093640019,17.466112375958833,10.068926898746776,null,19,9.5,458,3815]
[0.62616749300551966,25.333492895764639,0.70199999999999996,0.498,-2.1999999999999999E-2,0.314,0.313,2.5219999999999998,null,3.2120581109746986,22.152352849644888,14.96214352078904,null,20,10,530,3847]
[5.3514689118445036E-2,7.5863750965019801,0.87,0.73899999999999999,-2.1999999999999999E-2,0.314,0.313,2.5219999999999998,null,1.9565108748332201,18.792514289678419,11.918963208035748,null,21,10.5,774,3860]
[0.19266621443156617,9.9074715285924757,0.86399999999999999,0.53200000000000003,-2.1999999999999999E-2,0.314,0.313,2.5219999999999998,null,2.2405614483475431,14.874834501235837,6.9523745745567247,null,22,11,1008,3934]
[0.99058361456788135,29.894472601113588,0.54300000000000004,0.36299999999999999,-2.1999999999999999E-2,0.314,0.313,2.5219999999999998,null,3.3807101911014805,20.720636735078024,10.164990119275489,null,23,11.5,1234,3914]
[0.46132896297754378,22.826962619026659,0.86799999999999999,0.72199999999999998,-2.1999999999999999E-2,0.314,0.313,2.5219999999999998,null,3.1056278273927873,26.446296706166891,28.471113181767436,null,24,12,1480,3810]
[0.31114555165245927,20.112201841782948,0.74399999999999999,0.67900000000000005,-2.1999999999999999E-2,0.314,0.313,2.5219999999999998,null,2.9759352007726272,26.804080123211182,12.582662189810684,null,25,12.5,1662,3919]
[0.66525189496411974,25.877355960301557,0.998,0.32900000000000001,-2.1999999999999999E-2,0.314,0.313,2.5219999999999998,null,3.2337278594688494,11.290651609494518,11.866959588383201,null,26,13,1800,3755]
[0.97194739105162209,29.684131304387908,0.70599999999999996,0.78100000000000003,-2.1999999999999999E-2,0.314,0.313,2.5219999999999998,null,3.3735272586500407,36.430126721658766,8.8288364640323067,null,27,13.5,1982,3579]
[0.11786474005491876,8.8383710746701976,0.73899999999999999,0.56299999999999994,-2.1999999999999999E-2,0.314,0.313,2.5219999999999998,null,2.119667460455009,16.989073639514686,14.477944344047632,null,28,14,2057,3549]
[0.46380069429067128,22.86759482015357,0.61,0.626,-2.1999999999999999E-2,0.314,0.313,2.5219999999999998,null,3.1074466519152284,29.937298930466049,20.096655995190677,null,29,14.5,2232,3355]
[6.3584594139468265E-2,7.81923292181287,0.57299999999999995,0.38700000000000001,-2.1999999999999999E-2,0.314,0.313,2.5219999999999998,null,1.9889468125955583,13.485150712083486,32.674116485556006,null,30,15,2334,3112]
[0.94627858400662379,29.39108548677596,0.98,0.73199999999999998,-2.1999999999999999E-2,0.314,0.313,2.5219999999999998,null,3.3634332370213973,26.526223386319511,20.567786960424492,null,31,15.5,2369,2894]
[0.57976181085041456,24.665209494735045,0.50700000000000001,0.39300000000000002,-2.1999999999999999E-2,0.314,0.313,2.5219999999999998,null,3.18477124363835,22.163361288021626,27.088515191416317,null,32,{"$f":"N57*$O$23","v":16},2483,2586]
[0.91297685464057987,29.004910020752884,0.97,0.70899999999999996,-2.1999999999999999E-2,0.314,0.313,2.5219999999999998,null,3.3499737798600639,25.784715219119967,12.526740219727909,null,33,16.5,2411,2445]
[0.42786825231738723,22.265807368492627,0.876,0.67,-2.1999999999999999E-2,0.314,0.313,2.5219999999999998,null,3.0801643275297819,24.177054468538653,14.319726240725821,null,34,17,2629,2203]
[0.14047076051343321,9.1903275604872654,0.66200000000000003,0.68,-2.1999999999999999E-2,0.314,0.313,2.5219999999999998,null,2.1611056122149632,22.541162238088315,13.225453360417442,null,35,17.5,2529,2048]
[0.77644307682449143,27.342658480542603,0.95799999999999996,0.72399999999999998,-2.1999999999999999E-2,0.314,0.313,2.5219999999999998,null,3.2898766831301662,26.083621521362321,4.3855227437687585,null,36,18,2473,1882]
[0.40288523525065867,21.832368439720788,0.76300000000000001,0.50600000000000001,-2.1999999999999999E-2,0.314,0.313,2.5219999999999998,null,3.0600423986387564,20.132710895867909,10.103982386237142,null,37,18.5,2537,1763]
[0.486859218722272,23.241551134751386,0.79300000000000004,0.438,-2.1999999999999999E-2,0.314,0.313,2.5219999999999998,null,3.1240325331555883,17.276230514372397,8.1175261049041882,null,38,19,2619,1602]
[0.54262402757547445,24.110871875886033,0.93200000000000005,0.36599999999999999,-2.1999999999999999E-2,0.314,0.313,2.5219999999999998,null,3.1615577656063301,12.931337495782628,12.767158388151971,null,39,19.5,2617,1419]
[0.7114854576328441,26.500463584205491,0.73499999999999999,0.64900000000000002,-2.1999999999999999E-2,0.314,0.313,2.5219999999999998,null,3.2579910784998742,28.295576733382152,9.4614668776806692,null,40,20,2504,1381]
[0.62209136366377338,25.275807455510527,0.68200000000000005,0.54800000000000004,-2.1999999999999999E-2,0.314,0.313,2.5219999999999998,null,3.2097318899869136,24.896860010456614,24.079823667236596,null,41,20.5,2517,1254]
[0.47852517160775832,23.107435359170168,0.77100000000000002,0.58899999999999997,-2.1999999999999999E-2,0.314,0.313,2.5219999999999998,null,3.1181157675368283,23.686073249809517,14.371581119946265,null,42,21,2453,1118]
[0.77159502486253306,27.281049080458452,0.871,0.73199999999999998,-2.1999999999999999E-2,0.314,0.313,2.5219999999999998,null,3.2875783073526108,28.325777419758332,12.945873496403294,null,43,21.5,2344,1072]
[0.39015964800144864,21.606418134042634,0.97799999999999998,0.55200000000000005,-2.1999999999999999E-2,0.314,0.313,2.5219999999999998,null,3.0493900619237495,18.156066118377733,11.958167876867709,null,44,22,2281,986]
[0.28591966644498257,19.595901392814717,0.996,0.64600000000000002,-2.1999999999999999E-2,0.314,0.313,2.5219999999999998,null,2.9492451298629638,20.311099441758984,24.729353292885985,null,45,22.5,2205,895]
[0.56340910228710639,24.423376681757517,0.51300000000000001,0.46899999999999997,-2.1999999999999999E-2,0.314,0.313,2.5219999999999998,null,3.174710453012044,26.128898902497145,7.9742588350121952,null,46,23,2256,842]
[8.9407709922416867E-2,8.3430470741977452,0.83799999999999997,0.621,-2.1999999999999999E-2,0.314,0.313,2.5219999999999998,null,2.0582703058228131,16.761073035906751,14.016695937457181,null,47,23.5,2186,749]
[0.65737502545189852,25.769061335286864,0.79600000000000004,0.42199999999999999,-2.1999999999999999E-2,0.314,0.313,2.5219999999999998,null,3.2294502441225972,17.163637615873284,23.304517634369134,null,48,24,2189,710]
[0.51702715639381835,23.71767767210811,0.51400000000000001,0.72399999999999998,-2.1999999999999999E-2,0.314,0.313,2.5219999999999998,null,3.1447593361412745,39.882809169906082,10.768981079435859,null,49,24.5,2166,659]
[0.92704243059414027,29.168863074237667,0.88200000000000001,0.624,-2.1999999999999999E-2,0.314,0.313,2.5219999999999998,null,3.355710219524481,24.437981538490341,21.370798710057386,null,50,25,2176,577]
[0.30984579835172621,20.086122994222119,0.88600000000000001,0.627,-2.1999999999999999E-2,0.314,0.313,2.5219999999999998,null,2.9746040126103277,21.697466769613225,5.3579651784647204,null,51,25.5,2121,540]
[0.37415636855718815,21.316972957784657,0.56699999999999995,0.318,-2.1999999999999999E-2,0.314,0.313,2.5219999999999998,null,3.0355763115388217,15.698377318961882,6.9077973615077743,null,52,26,2029,504]
[0.52769782419782041,23.88274696011284,0.68200000000000005,0.48,-2.1999999999999999E-2,0.314,0.313,2.5219999999999998,null,3.1518459958183298,21.405477055934998,17.366153554746443,null,53,26.5,2088,461]
[0.3320494677403939,20.524378776293087,0.65600000000000003,0.625,-2.1999999999999999E-2,0.314,0.313,2.5219999999999998,null,2.9967425875257883,27.302701255970753,16.747010136319066,null,54,27,1959,403]
[0.69062128990544935,26.221856245489853,0.96399999999999997,0.51800000000000002,-2.1999999999999999E-2,0.314,0.313,2.5219999999999998,null,3.2472150927918468,18.326883199092418,14.187898687908808,null,55,27.5,1865,385]
[0.5804552933461733,24.675389216206813,0.83099999999999996,0.64400000000000002,-2.1999999999999999E-2,0.314,0.313,2.5219999999999998,null,3.1851925303882824,25.000037329512949,4.7737139706116078,null,56,28,1831,369]
[0.57351710505041609,24.573266974806415,0.68200000000000005,0.60799999999999998,-2.1999999999999999E-2,0.314,0.313,2.5219999999999998,null,3.180958147149807,27.368503123891195,8.2831605193101758,null,57,28.5,1690,306]
[0.93737806956812397,29.288547342478189,0.81100000000000005,0.371,-2.1999999999999999E-2,0.314,0.313,2.5219999999999998,null,3.3598770838419965,15.506840921024054,24.517460845710065,null,58,29,1632,301]
[0.65521183751753442,25.739207483180458,0.67600000000000005,0.70499999999999996,-2.1999999999999999E-2,0.314,0.313,2.5219999999999998,null,3.2282677977411689,32.437381380354431,22.97440492485369,null,59,29.5,1459,283]
[0.95308226233826776,29.469142284953342,0.82399999999999995,0.69399999999999995,-2.1999999999999999E-2,0.314,0.313,2.5219999999999998,null,3.3661318919175334,28.715900711517524,15.079213376655801,null,60,30,1337,235]
[0.19747475799252323,9.9683342026342601,0.91,0.42499999999999999,-2.1999999999999999E-2,0.314,0.313,2.5219999999999998,null,2.2470223164326466,11.461701824594243,17.494098054385759,null,61,30.5,1252,218]
[0.55931286508557809,24.362251563221161,0.52,0.34599999999999997,-2.1999999999999999E-2,0.314,0.313,2.5219999999999998,null,3.1721513988919847,19.063894832917235,7.9582496797414377,null,62,31,1166,188]
[7.8094544191707582E-2,8.1243908244589775,0.91400000000000003,0.79200000000000004,-2.1999999999999999E-2,0.314,0.313,2.5219999999999998,null,2.0299162133273767,19.883179213670957,14.696414983053868,null,63,31.5,1179,204]
[8.5795404940369524E-2,8.2748168830556299,0.76600000000000001,0.50700000000000001,-2.1999999999999999E-2,0.314,0.313,2.5219999999999998,null,{"$f":"-LN(-LN(1-(1/B89)))","v":2.0495088283371059},{"$f":"D89*(C89^((E89*J89)+F89-1))*EXP((G89*J89)+H89)","v":14.572565817981902},9.6812182210593729,null,64,{"$f":"N89*$O$23","v":32},1056,162]
[{"$f":"RAND()","v":0.34984581417291294},{"$f":"IF($B$13=\"exact vlaue\",$B$15,(IF(A90<=$B$17,($B$14+(SQRT(A90*($B$16-$B$14)*($B$15-$B$14)))),($B$16+((SQRT(A90)-1)*(SQRT(($B$16-$B$14)*($B$16-$B$15))))))))","v":20.865162621101355},{"$f":"IF($C$13=\"exact value\",$C$15,(RANDBETWEEN(($C$14*1000),($C$16*1000))/1000))","v":0.56599999999999995},{"$f":"IF($D$13=\"exact value\",$D$15,(RANDBETWEEN(($D$14*1000),($D$16*1000))/1000))","v":0.71799999999999997},{"$f":"IF($E$13=\"exact value\",$E$15,(RANDBETWEEN(($E$14*1000),($E$16*1000))/1000))","v":-2.1999999999999999E-2},{"$f":"IF($F$13=\"exact value\",$F$15,(RANDBETWEEN(($F$14*1000),($F$16*1000))/1000))","v":0.314},{"$f":"IF($G$13=\"exact value\",$G$15,(RANDBETWEEN(($G$14*1000),($G$16*1000))/1000))","v":0.313},{"$f":"IF($H$13=\"exact value\",$H$15,(RANDBETWEEN(($H$14*1000),($H$16*1000))/1000))","v":2.5219999999999998},null,3.0136247447182294,35.239184554217182,6.1940638549548916,null,65,32.5,977,155]
[0.55265606820227775,24.262437685368521,0.52600000000000002,0.68100000000000005,-2.1999999999999999E-2,0.314,0.313,2.5219999999999998,null,3.1679584739458941,37.146791844637541,14.376436195780402,null,66,33,{"$f":"COUNTIF($K$25:$K$100500,\"<=\"&O91)-COUNTIF($K$25:$K$100500,\"<=\"&O90)","v":949},{"$f":"COUNTIF($L$25:$L$100500,\"<=\"&O91)-COUNTIF($L$25:$L$100500,\"<=\"&O90)","v":123}]
[0.4496180662252659,22.632953310836669,0.85,0.69499999999999995,-2.1999999999999999E-2,0.314,0.313,2.5219999999999998,null,3.0968974463586179,25.791530194605684,9.3302145324027723,null,67,33.5,884,112]
[3.4966118338262908E-2,7.0906374129157026,0.625,0.74099999999999999,-2.1999999999999999E-2,0.314,0.313,2.5219999999999998,null,1.8837267569444047,23.423790548006817,15.413061128316061,null,68,34,832,92]
[0.19654768617698981,9.9566582262774297,0.751,0.40899999999999997,-2.1999999999999999E-2,0.314,0.313,2.5219999999999998,null,2.2457860925168251,12.69838129835583,12.380725253222099,null,69,34.5,720,87]
[0.88458735897864837,28.670099561235087,0.87,0.65400000000000003,-2.1999999999999999E-2,0.314,0.313,2.5219999999999998,null,3.3381560891034674,25.737679174763414,32.63308878417056,null,70,35,737,69]
[0.33125658907327138,20.508985898073632,0.80400000000000005,0.56100000000000005,-2.1999999999999999E-2,0.314,0.313,2.5219999999999998,null,2.9959732649578372,21.025568648650811,12.899897465693453,null,71,35.5,656,55]
[0.33900828692656426,20.658695919069856,0.89,0.49299999999999999,-2.1999999999999999E-2,0.314,0.313,2.5219999999999998,null,3.0034306337617234,17.15809216218398,29.333165627263298,null,72,36,588,57]
[0.71070817552241439,26.490158078031531,0.89200000000000002,0.72299999999999998,-2.1999999999999999E-2,0.314,0.313,2.5219999999999998,null,3.2575945435665821,27.217881329786518,8.6295470109977508,null,73,36.5,599,55]
[0.55002764467611653,24.222860930715655,0.876,0.73099999999999998,-2.1999999999999999E-2,0.314,0.313,2.5219999999999998,null,3.1662910749533353,27.105815249745298,7.0066424143872581,null,74,37,505,37]
[0.61119831313920658,25.120714808089669,0.96899999999999997,0.309,-2.1999999999999999E-2,0.314,0.313,2.5219999999999998,null,3.2034506563859058,10.741212565771235,11.469008765447004,null,75,37.5,432,36]
[0.64062063983563322,25.536535648576145,0.77400000000000002,0.48299999999999998,-2.1999999999999999E-2,0.314,0.313,2.5219999999999998,null,3.2202032165131209,20.006875216596473,7.7602973644020388,null,76,38,436,27]
[0.96077114584866175,29.557020216660234,0.95799999999999996,0.754,-2.1999999999999999E-2,0.314,0.313,2.5219999999999998,null,3.369161401343157,27.849068641498668,14.776425393731124,null,77,38.5,385,16]
[0.14185751989888984,9.2109606964873514,0.80700000000000005,0.40500000000000003,-2.1999999999999999E-2,0.314,0.313,2.5219999999999998,null,2.1634822986539368,11.618609157588585,9.9197525739091645,null,78,39,359,16]
[0.17893572967768046,9.729372707845096,0.72099999999999997,0.56499999999999995,-2.1999999999999999E-2,0.314,0.313,2.5219999999999998,null,2.2214115321907206,17.935113609433053,22.415344293544006,null,79,39.5,344,16]
[0.16920315743084213,9.598955824842772,0.623,0.503,-2.1999999999999999E-2,0.314,0.313,2.5219999999999998,null,2.2071517922191388,17.694827583728934,4.8065544086428282,null,80,40,292,14]
[1.4010148395589672E-2,6.3233550352980519,0.78900000000000003,0.55600000000000005,-2.1999999999999999E-2,0.314,0.313,2.5219999999999998,null,1.75941129679165,14.259970119100748,19.159856234592393,null,81,40.5,277,1]
[0.61086344858785346,25.115925281303134,0.88500000000000001,0.70399999999999996,-2.1999999999999999E-2,0.314,0.313,2.5219999999999998,null,3.2032560515395359,26.2078391679124,9.4803980187364338,null,82,41,242,4]
[0.57329530051598876,24.56999210351875,0.998,0.35699999999999998,-2.1999999999999999E-2,0.314,0.313,2.5219999999999998,null,3.1808220610739242,12.050320752648691,26.580521025617628,null,83,41.5,211,3]
[0.34880791937936662,20.845529358954334,0.81899999999999995,0.30499999999999999,-2.1999999999999999E-2,0.314,0.313,2.5219999999999998,null,3.0126598303799388,11.333096911125521,13.862192179894686,null,84,42,182,2]
[0.65210656709141801,25.696265801308993,0.84699999999999998,0.48399999999999999,-2.1999999999999999E-2,0.314,0.313,2.5219999999999998,null,3.226564514415859,18.764092194785704,30.053582709177419,null,85,42.5,158,8]
[0.69833545243844231,26.325350467384276,0.56799999999999995,0.48699999999999999,-2.1999999999999999E-2,0.314,0.313,2.5219999999999998,null,3.251231618334621,25.754962216414128,10.548041391826766,null,86,43,140,1]
[0.59609286341716239,24.903341532582246,0.73899999999999999,0.67,-2.1999999999999999E-2,0.314,0.313,2.5219999999999998,null,3.194580112512964,28.507542174603142,11.547288209381186,null,87,43.5,115,2]
[0.73524767042421646,26.812839338928693,0.63200000000000001,0.64100000000000001,-2.1999999999999999E-2,0.314,0.313,2.5219999999999998,null,3.2699366286961999,31.45495466438329,9.8794064935182622,null,88,44,90,0]
[0.11347892375738489,8.7662800572545194,0.74299999999999999,0.751,-2.1999999999999999E-2,0.314,0.313,2.5219999999999998,null,2.1109631113617509,22.510013287751917,13.9978546454536,null,89,44.5,74,0]
[0.32245627140848276,20.33688438921255,0.95899999999999996,0.72699999999999998,-2.1999999999999999E-2,0.314,0.313,2.5219999999999998,null,2.9873312207609843,23.799773980813885,7.1546486913516878,null,90,45,59,2]
[0.72944417836067921,26.737018755985872,0.90900000000000003,0.51900000000000002,-2.1999999999999999E-2,0.314,0.313,2.5219999999999998,null,3.2670502671183232,19.318135959504179,19.320983336337189,null,91,45.5,37,0]
[0.49087675183075108,23.305793214011963,0.66200000000000003,0.42499999999999999,-2.1999999999999999E-2,0.314,0.313,2.5219999999999998,null,3.126854334333566,19.228292127264474,7.3419937519534226,null,92,46,34,0]
[0.59010328774610488,24.816387607796305,0.72399999999999998,0.76800000000000002,-2.1999999999999999E-2,0.314,0.313,2.5219999999999998,null,3.1910095487960461,33.150123687023523,9.1348553057769966,null,93,46.5,24,0]
[0.83049183783641134,28.016903961014712,0.79200000000000004,0.65200000000000002,-2.1999999999999999E-2,0.314,0.313,2.5219999999999998,null,3.3146904320766204,27.351288432480636,12.80767722078569,null,94,47,14,0]
[0.20762023058304846,17.828045134995708,0.88900000000000001,0.76800000000000002,-2.1999999999999999E-2,0.314,0.313,2.5219999999999998,null,2.8520486586292009,25.503649622308043,13.977537733527274,null,95,47.5,6,0]
[0.23390997205738862,18.453893079659579,0.94399999999999995,0.71499999999999997,-2.1999999999999999E-2,0.314,0.313,2.5219999999999998,null,2.8875483647843874,22.954739377431675,19.165278306715457,null,96,{"$f":"N121*$O$23","v":48},3,0]
[0.47922631744589961,23.118763326191171,0.94599999999999995,0.42099999999999999,-2.1999999999999999E-2,0.314,0.313,2.5219999999999998,null,3.1186168780131966,14.510826990042363,17.951377409329972,null,97,48.5,1,0]
[0.61216218982209814,25.134493699736474,0.53100000000000003,0.32400000000000001,-2.1999999999999999E-2,0.314,0.313,2.5219999999999998,null,3.2040102999285724,17.755501431174306,9.7282209705070528,null,98,49,1,0]
[0.54956512661523249,24.21588691740304,0.70099999999999996,0.73,-2.1999999999999999E-2,0.314,0.313,2.5219999999999998,null,3.1659969660044083,32.030535559098908,11.863032458920117,null,99,49.5,0,0]
[0.52299290455404801,23.810172159177494,0.51200000000000001,0.51300000000000001,-2.1999999999999999E-2,0.314,0.313,2.5219999999999998,null,3.1487364425292581,28.379794668064861,8.6869666513850472,null,100,50,0,0]
[0.12959188712637926,9.0247963787994792,0.97699999999999998,0.443,-2.1999999999999999E-2,0.314,0.313,2.5219999999999998,null,2.1418307222718869,10.971118284475303,7.7878528362643387]
[0.56076070798871902,24.38388214803728,0.79300000000000004,0.624,-2.1999999999999999E-2,0.314,0.313,2.5219999999999998,null,3.1730577304671641,24.999556735448454,17.358675285380947]
[0.72209385543284399,26.640555124776959,0.79800000000000004,0.54500000000000004,-2.1999999999999999E-2,0.314,0.313,2.5219999999999998,null,3.2633659731739892,22.364117525493405,18.347254264764942]
[0.53180692782355321,23.945866883070963,0.89400000000000002,0.72499999999999998,-2.1999999999999999E-2,0.314,0.313,2.5219999999999998,null,3.1545426017039184,26.37536415037976,14.000313019064457]
[0.75722930693053758,27.097343081018817,0.99199999999999999,0.38200000000000001,-2.1999999999999999E-2,0.314,0.313,2.5219999999999998,null,3.2806935094096401,13.364637042552436,4.1083794011474737]
[0.68894077503461038,26.199233681624285,0.98399999999999999,0.33600000000000002,-2.1999999999999999E-2,0.314,0.313,2.5219999999999998,null,3.246334976439647,11.701013183071497,14.407093344258458]
[0.21653221676192003,18.044420338934692,0.98,0.40400000000000003,-2.1999999999999999E-2,0.314,0.313,2.5219999999999998,null,2.8644651419288052,12.520526087305553,16.859430255301039]
[0.26159844503637009,19.076068998940656,0.59499999999999997,0.60099999999999998,-2.1999999999999999E-2,0.314,0.313,2.5219999999999998,null,2.921632566854599,27.573338464873178,6.4097396550360619]
[0.5436500170021874,24.126436664849724,0.89300000000000002,0.35,-2.1999999999999999E-2,0.314,0.313,2.5219999999999998,null,3.1622169666541291,12.774596116764029,19.960890083230272]
[0.79885338278464813,27.624982370458383,0.63700000000000001,0.47899999999999998,-2.1999999999999999E-2,0.314,0.313,2.5219999999999998,null,3.3003418843913623,23.59591052626245,7.595248566354706]
[1.2334777458547386E-2,6.2417113925217986,0.83,0.498,-2.1999999999999999E-2,0.314,0.313,2.5219999999999998,null,1.745221211474657,12.256730653208718,13.978395681241803]
[7.1200307446177002E-2,7.9832932190403483,0.96,0.42099999999999999,-2.1999999999999999E-2,0.314,0.313,2.5219999999999998,null,2.0111819745194013,10.136954532366463,12.81361466090399]
[0.96112069409813494,29.561006908491297,0.88300000000000001,0.51800000000000002,-2.1999999999999999E-2,0.314,0.313,2.5219999999999998,null,3.3692986213797109,20.356347740932875,10.509494497789559]
[0.26774492987521281,19.209647140764094,0.74,0.439,-2.1999999999999999E-2,0.314,0.313,2.5219999999999998,null,2.9288011463886452,17.140057694935489,33.822022575427233]
[0.92525505139894315,29.148098100545649,0.749,0.71899999999999997,-2.1999999999999999E-2,0.314,0.313,2.5219999999999998,null,3.3549855059637186,31.87474238492856,33.238494099832216]
[4.5511592999853079E-2,7.3851518033411701,0.98499999999999999,0.45,-2.1999999999999999E-2,0.314,0.313,2.5219999999999998,null,1.9276052600138551,10.358854223362043,12.124509896813578]
[0.77424611251542796,27.314763199881067,0.878,0.316,-2.1999999999999999E-2,0.314,0.313,2.5219999999999998,null,3.2888366874141481,12.158898793635405,11.837805376313806]
[0.71517380988884327,26.549288626467551,0.98399999999999999,0.624,-2.1999999999999999E-2,0.314,0.313,2.5219999999999998,null,3.2598676321088846,21.822797200810438,7.7843690379948374]
[0.88143470317184847,28.632589422197768,0.80900000000000005,0.48399999999999999,-2.1999999999999999E-2,0.314,0.313,2.5219999999999998,null,3.3368233628690973,20.120056337062071,16.435142719043085]
[0.68184385593864383,26.103391497863946,0.76400000000000001,0.58299999999999996,-2.1999999999999999E-2,0.314,0.313,2.5219999999999998,null,3.2425976791921536,24.562740158411557,11.219440296650566]
[0.28059141084723893,19.483969034638438,0.73099999999999998,0.622,-2.1999999999999999E-2,0.314,0.313,2.5219999999999998,null,2.9433635881773155,24.623474617692779,31.174923609252879]
[0.47700488061124269,23.082844444092167,0.94599999999999995,0.377,-2.1999999999999999E-2,0.314,0.313,2.5219999999999998,null,3.1170270843612951,12.987766377734768,21.982040151633029]
[0.41526750792383749,22.048822435762844,0.86699999999999999,0.308,-2.1999999999999999E-2,0.314,0.313,2.5219999999999998,null,3.0701416681672802,11.165645891607378,26.024966742246008]
[0.27427832788631157,19.349963415841614,0.749,0.34,-2.1999999999999999E-2,0.314,0.313,2.5219999999999998,null,2.9362763719151284,13.186319881256926,12.636947920501466]
[0.44728308641579717,22.59396977649272,0.57399999999999995,0.65500000000000003,-2.1999999999999999E-2,0.314,0.313,2.5219999999999998,null,3.095133957772529,32.663994913269882,12.206253294187277]
[0.80762136919988781,27.734361518812474,0.59299999999999997,0.68700000000000006,-2.1999999999999999E-2,0.314,0.313,2.5219999999999998,null,3.3043670978220367,35.777199464908861,12.422237580116231]
[0.84590423762412947,28.205119961751091,0.90700000000000003,0.70899999999999996,-2.1999999999999999E-2,0.314,0.313,2.5219999999999998,null,3.3215086497398687,26.891970196513853,14.128142874899778]
[8.4112722986958044E-2,8.2425438120971872,0.53900000000000003,0.54200000000000004,-2.1999999999999999E-2,0.314,0.313,2.5219999999999998,null,{"$f":"-LN(-LN(1-(1/B153)))","v":2.0453376557244867},{"$f":"D153*(C153^((E153*J153)+F153-1))*EXP((G153*J153)+H153)","v":20.115423235399511},14.166428660680696]
[{"$f":"RAND()","v":0.52070797451101669},{"$f":"IF($B$13=\"exact vlaue\",$B$15,(IF(A154<=$B$17,($B$14+(SQRT(A154*($B$16-$B$14)*($B$15-$B$14)))),($B$16+((SQRT(A154)-1)*(SQRT(($B$16-$B$14)*($B$16-$B$15))))))))","v":23.774808666803558},{"$f":"IF($C$13=\"exact value\",$C$15,(RANDBETWEEN(($C$14*1000),($C$16*1000))/1000))","v":0.51},{"$f":"IF($D$13=\"exact value\",$D$15,(RANDBETWEEN(($D$14*1000),($D$16*1000))/1000))","v":0.70299999999999996},{"$f":"IF($E$13=\"exact value\",$E$15,(RANDBETWEEN(($E$14*1000),($E$16*1000))/1000))","v":-2.1999999999999999E-2},{"$f":"IF($F$13=\"exact value\",$F$15,(RANDBETWEEN(($F$14*1000),($F$16*1000))/1000))","v":0.314},{"$f":"IF($G$13=\"exact value\",$G$15,(RANDBETWEEN(($G$14*1000),($G$16*1000))/1000))","v":0.313},{"$f":"IF($H$13=\"exact value\",$H$15,(RANDBETWEEN(($H$14*1000),($H$16*1000))/1000))","v":2.5219999999999998},null,3.1472177398723344,38.986549080011358,13.697316190670394]
[0.73747774443242786,26.841894849677146,0.97399999999999998,0.40300000000000002,-2.1999999999999999E-2,0.314,0.313,2.5219999999999998,null,3.271040518132863,14.253246721374152,14.310316849065096]
[0.23684796305579614,18.52159854931903,0.59799999999999998,0.67600000000000005,-2.1999999999999999E-2,0.314,0.313,2.5219999999999998,null,2.8913142868347013,30.595149405275702,12.091413276265751]
[0.8137588163119942,27.810572247521606,0.57099999999999995,0.59499999999999997,-2.1999999999999999E-2,0.314,0.313,2.5219999999999998,null,3.3071621460604637,31.916715639591619,9.9606965300559533]
[0.47716126471551978,23.085375784845201,0.86299999999999999,0.42099999999999999,-2.1999999999999999E-2,0.314,0.313,2.5219999999999998,null,3.1171392060371876,15.544734348909161,10.88062370083628]
[{"$f":"RAND()","v":0.13718967270828175},9.1410999853342361,0.96099999999999997,0.625,-2.1999999999999999E-2,0.314,0.313,2.5219999999999998,null,2.1554122228858716,15.73388151170038,21.030153650784801]
[{"$f":"RAND()","v":0.22223073331725596},18.180447615306612,0.73699999999999999,0.50900000000000001,-2.1999999999999999E-2,0.314,0.313,2.5219999999999998,null,2.8721926991932993,19.576245553168455,14.272146440582285]
[0.80111228976018356,27.653219017593511,0.97899999999999998,0.53200000000000003,-2.1999999999999999E-2,0.314,0.313,2.5219999999999998,null,3.3013825615105037,18.921935324484988,18.130175065248537]
[0.76160343876429948,27.15346174806557,0.82599999999999996,0.53,-2.1999999999999999E-2,0.314,0.313,2.5219999999999998,null,3.2828017173767576,21.318616320092652,20.316251913102558]
[0.67120135256190261,25.958727319145495,0.88200000000000001,0.314,-2.1999999999999999E-2,0.314,0.313,2.5219999999999998,null,3.2369300112233965,11.844632808488171,6.0228525264082524]
[4.454764091922192E-2,7.3597574271315978,0.626,0.68899999999999995,-2.1999999999999999E-2,0.314,0.313,2.5219999999999998,null,1.9238970609067414,22.039077353958,8.8903595755292262]
[0.10416145581233793,8.6083489266619218,0.90800000000000003,0.77900000000000003,-2.1999999999999999E-2,0.314,0.313,2.5219999999999998,null,2.0916246517661414,20.03702438235646,22.08983387453258]
[0.80992317842285977,27.762977676157195,0.81399999999999995,0.437,-2.1999999999999999E-2,0.314,0.313,2.5219999999999998,null,3.305417519209302,17.902030610964108,9.3235654814229285]
[0.62274666467424966,25.285094006197554,0.77,0.39400000000000002,-2.1999999999999999E-2,0.314,0.313,2.5219999999999998,null,3.2101067448382339,16.331789148997011,16.354776328762195]
[0.87279974050484144,28.529506204366211,0.74099999999999999,0.38500000000000001,-2.1999999999999999E-2,0.314,0.313,2.5219999999999998,null,3.3331516648595603,17.088009671181258,15.541947149298982]
[0.2258480672154427,18.265892278478304,0.56399999999999995,0.39400000000000002,-2.1999999999999999E-2,0.314,0.313,2.5219999999999998,null,2.8770163395212593,18.545429937438499,15.541491776958081]
[0.56036807674474853,24.378019050549273,0.93899999999999995,0.47299999999999998,-2.1999999999999999E-2,0.314,0.313,2.5219999999999998,null,3.1728121451166502,16.676496436943783,21.706568139092749]
[9.6538058937613247E-2,8.4737958154159916,0.92400000000000004,0.51500000000000001,-2.1999999999999999E-2,0.314,0.313,2.5219999999999998,null,2.074847748342314,13.009380378129771,8.2469663860973075]
[0.67704514284556294,26.03830311598772,0.95899999999999996,0.52500000000000002,-2.1999999999999999E-2,0.314,0.313,2.5219999999999998,null,3.2400516152159788,18.60596282234367,8.7777296158657858]
[0.16940229520963912,9.6016613196980174,1,0.33600000000000002,-2.1999999999999999E-2,0.314,0.313,2.5219999999999998,null,2.2074496891481017,8.3502178946037997,20.898097647155161]
[{"$f":"RAND()","v":0.58508396562926135},24.743178936258772,0.80500000000000005,0.53500000000000003,-2.1999999999999999E-2,0.314,0.313,2.5219999999999998,null,3.1879934826489156,21.292802956078102,19.420794010672587]
[0.9566232743146128,29.509657148728412,0.70299999999999996,0.629,-2.1999999999999999E-2,0.314,0.313,2.5219999999999998,null,3.3675297445058359,29.378577329049161,4.2960958288052593]
[0.3700684604997293,21.242049004547205,0.55600000000000005,0.39900000000000002,-2.1999999999999999E-2,0.314,0.313,2.5219999999999998,null,3.031969250274519,19.966174515415506,12.312012287351246]
[0.96913660608474217,29.652232414041769,0.86,0.53500000000000003,-2.1999999999999999E-2,0.314,0.313,2.5219999999999998,null,3.3724334248209669,21.471741368139835,12.306426488849807]
[0.6166140410225921,25.197993879674772,0.625,0.6,-2.1999999999999999E-2,0.314,0.313,2.5219999999999998,null,3.2065853825610766,29.090580846162553,8.9311470592005175]
[0.85909838239892533,28.364888762426176,0.59199999999999997,0.52700000000000002,-2.1999999999999999E-2,0.314,0.313,2.5219999999999998,null,3.3272600882202998,27.684898997674697,14.829712157178971]
[5.5863034858295024E-2,7.642513832941443,0.53600000000000003,0.32800000000000001,-2.1999999999999999E-2,0.314,0.313,2.5219999999999998,null,1.964427822244436,11.904061155782967,13.13336265203702]
[0.59054400734456935,24.822800770930062,0.71,0.34399999999999997,-2.1999999999999999E-2,0.314,0.313,2.5219999999999998,null,3.1912733266778806,15.070645508150875,20.511346236854624]
[{"$f":"RAND()","v":0.57902884851805492},24.654443623291854,0.77700000000000002,0.45700000000000002,-2.1999999999999999E-2,0.314,0.313,2.5219999999999998,null,3.1843255058851203,18.660070979862386,10.930499028611095]
[{"$f":"RAND()","v":8.0666108245067369E-2},8.175415489449124,0.86399999999999999,0.74,-2.1999999999999999E-2,0.314,0.313,2.5219999999999998,null,2.0366052803283132,19.398258917625068,17.457384680081638]
[0.91403394664563287,29.017275537024261,0.995,0.69699999999999995,-2.1999999999999999E-2,0.314,0.313,2.5219999999999998,null,3.3504075777702402,24.866357278723925,18.708971208502025]
[3.6662141398161152E-2,7.1407399829895608,0.57199999999999995,0.57599999999999996,-2.1999999999999999E-2,0.314,0.313,2.5219999999999998,null,1.8913290729228345,19.468402248473364,10.93917652307927]
[0.86163679578994612,28.395485523413395,0.52300000000000002,0.497,-2.1999999999999999E-2,0.314,0.313,2.5219999999999998,null,3.3283577611366351,28.694910112104548,12.869582812506154]
[0.28179851685207413,19.509419568564354,0.68200000000000005,0.501,-2.1999999999999999E-2,0.314,0.313,2.5219999999999998,null,2.9447039423729411,20.902885933184873,30.632404378826362]
[0.6116599712563725,25.12731569698763,0.61499999999999999,0.53300000000000003,-2.1999999999999999E-2,0.314,0.313,2.5219999999999998,null,3.2037187972199694,26.135143702749154,14.495709060090787]
[0.88678393404057643,28.696194803635283,0.86099999999999999,0.61,-2.1999999999999999E-2,0.314,0.313,2.5219999999999998,null,3.3390822000585128,24.203512081606814,29.561571480780795]
[0.3572599058269692,21.004571921602679,0.78600000000000003,0.34300000000000003,-2.1999999999999999E-2,0.314,0.313,2.5219999999999998,null,3.0204496245070285,13.178209838925696,6.3694589969166415]
[0.80311206142664737,27.678183234497521,0.755,0.70499999999999996,-2.1999999999999999E-2,0.314,0.313,2.5219999999999998,null,3.302301730067958,30.547176729251738,9.0289029745280747]
[0.74395360224846663,26.926020334772911,0.67,0.47299999999999998,-2.1999999999999999E-2,0.314,0.313,2.5219999999999998,null,3.274229793440143,22.236815436075108,15.561664993307241]
[0.68601458958211059,26.159776342254055,0.70699999999999996,0.38700000000000001,-2.1999999999999999E-2,0.314,0.313,2.5219999999999998,null,3.2447980572939628,17.303268603542044,13.810022271121476]
[0.49990775151779143,23.449249881989694,0.98699999999999999,0.317,-2.1999999999999999E-2,0.314,0.313,2.5219999999999998,null,3.1331269911091493,10.630143238807209,14.491232318411647]
[0.18032289171862148,9.747669055950265,0.55800000000000005,0.47299999999999998,-2.1999999999999999E-2,0.314,0.313,2.5219999999999998,null,2.2233958512497036,18.138006529916343,14.91479614258782]
[0.73634623804639854,26.827158014164262,0.84499999999999997,0.51400000000000001,-2.1999999999999999E-2,0.314,0.313,2.5219999999999998,null,3.2704807822795168,20.242441923550839,7.1342280890449947]
[{"$f":"RAND()","v":0.81113895220087706},27.778075799774804,0.77800000000000002,0.75800000000000001,-2.1999999999999999E-2,0.314,0.313,2.5219999999999998,null,3.3059712858739152,32.141901119277207,11.271386955852369]
[0.86643612039758156,28.45321126437268,0.85399999999999998,0.51400000000000001,-2.1999999999999999E-2,0.314,0.313,2.5219999999999998,null,3.3304254227474974,20.465123320327606,12.780489880186741]
[0.93989757477353575,29.317622450655474,0.94899999999999995,0.74299999999999999,-2.1999999999999999E-2,0.314,0.313,2.5219999999999998,null,3.3608867310150337,27.568628317763999,14.692151563966959]
[0.56704615070113817,24.4774636900807,0.626,0.54700000000000004,-2.1999999999999999E-2,0.314,0.313,2.5219999999999998,null,3.1769694009514122,26.236434907921169,12.238137931625509]
[0.24473259671820624,18.701250362148294,0.73199999999999998,0.53,-2.1999999999999999E-2,0.314,0.313,2.5219999999999998,null,2.901238665286435,20.679370520346843,14.096653440381186]
[0.50245240032563498,23.489436948951411,0.503,0.314,-2.1999999999999999E-2,0.314,0.313,2.5219999999999998,null,3.1348771402916049,17.525227893458272,18.036209178258666]
[1.1825351095705927E-2,6.2157996903121999,0.73899999999999999,0.36099999999999999,-2.1999999999999999E-2,0.314,0.313,2.5219999999999998,null,1.7406749862399411,9.6506209141952866,6.5508885234669529]
[0.5613335350322598,24.392432399046957,0.86399999999999999,0.55800000000000005,-2.1999999999999999E-2,0.314,0.313,2.5219999999999998,null,3.1734157634959734,20.954842657579437,10.078656027630721]
[0.24391556563043326,18.682769994671752,0.70799999999999996,0.36499999999999999,-2.1999999999999999E-2,0.314,0.313,2.5219999999999998,null,2.9002223025131713,14.59716994898152,12.125390709664595]
[3.1818981172434535E-2,6.9943351389759734,0.54,0.434,-2.1999999999999999E-2,0.314,0.313,2.5219999999999998,null,1.86894935721774,15.185025089238117,15.984490637768927]
[0.95799010129865603,29.525275782147148,0.76,0.63900000000000001,-2.1999999999999999E-2,0.314,0.313,2.5219999999999998,null,3.3680681004693329,28.133280941889065,23.798299689672486]
[0.10164341884419059,8.56446733124654,0.627,0.72399999999999998,-2.1999999999999999E-2,0.314,0.313,2.5219999999999998,null,2.086184174139309,24.377662275221361,14.906120049694882]
[0.76160670777105366,27.153503627992013,0.64700000000000002,0.496,-2.1999999999999999E-2,0.314,0.313,2.5219999999999998,null,3.2828032890195811,24.010100730468917,27.306927824292565]
[0.41872960150642557,22.108763916907222,0.69599999999999995,0.36599999999999999,-2.1999999999999999E-2,0.314,0.313,2.5219999999999998,null,3.0729204604723943,15.671011008725657,19.596303726146868]
[0.86097332054999565,28.387492681269133,0.81699999999999995,0.59799999999999998,-2.1999999999999999E-2,0.314,0.313,2.5219999999999998,null,3.3280711305070505,24.605546769269282,7.3033418644056143]
[0.25757677123860423,18.987817289340718,0.747,0.79100000000000004,-2.1999999999999999E-2,0.314,0.313,2.5219999999999998,null,2.9168681052203151,30.549242313562139,19.625949461983865]
[0.3901421975610887,21.60610578147659,0.98,0.48399999999999999,-2.1999999999999999E-2,0.314,0.313,2.5219999999999998,null,3.0493752573370823,15.89490256595473,14.825275275667487]
[0.36252842619374481,21.102760093656489,0.88700000000000001,0.33300000000000002,-2.1999999999999999E-2,0.314,0.313,2.5219999999999998,null,3.0252286802905211,11.699228330317009,14.274113516399385]
[0.34053889247493208,20.688053735863072,0.73199999999999998,0.65400000000000003,-2.1999999999999999E-2,0.314,0.313,2.5219999999999998,null,3.0048865057570353,26.37773044279259,9.4669319655899837]
[8.7492251441490532E-2,8.3070427015970498,0.96599999999999997,0.35499999999999998,-2.1999999999999999E-2,0.314,0.313,2.5219999999999998,null,2.0536565576941395,8.6231427035175603,12.552991177093379]
[0.27653253234014197,19.397987928873619,0.502,0.503,-2.1999999999999999E-2,0.314,0.313,2.5219999999999998,null,{"$f":"-LN(-LN(1-(1/B217)))","v":2.9388220476427311},{"$f":"D217*(C217^((E217*J217)+F217-1))*EXP((G217*J217)+H217)","v":26.364102408326705},19.98734557693497]
[9.6857990257474547E-2,{"$f":"IF($B$13=\"exact vlaue\",$B$15,(IF(A218<=$B$17,($B$14+(SQRT(A218*($B$16-$B$14)*($B$15-$B$14)))),($B$16+((SQRT(A218)-1)*(SQRT(($B$16-$B$14)*($B$16-$B$15))))))))","v":8.4795472093627815},{"$f":"IF($C$13=\"exact value\",$C$15,(RANDBETWEEN(($C$14*1000),($C$16*1000))/1000))","v":0.97599999999999998},{"$f":"IF($D$13=\"exact value\",$D$15,(RANDBETWEEN(($D$14*1000),($D$16*1000))/1000))","v":0.61399999999999999},{"$f":"IF($E$13=\"exact value\",$E$15,(RANDBETWEEN(($E$14*1000),($E$16*1000))/1000))","v":-2.1999999999999999E-2},{"$f":"IF($F$13=\"exact value\",$F$15,(RANDBETWEEN(($F$14*1000),($F$16*1000))/1000))","v":0.314},{"$f":"IF($G$13=\"exact value\",$G$15,(RANDBETWEEN(($G$14*1000),($G$16*1000))/1000))","v":0.313},{"$f":"IF($H$13=\"exact value\",$H$15,(RANDBETWEEN(($H$14*1000),($H$16*1000))/1000))","v":2.5219999999999998},null,2.0755706703030867,14.904561730084383,12.45052132079319]
[0.41293071117843461,22.008222604419167,0.502,0.38300000000000001,-2.1999999999999999E-2,0.314,0.313,2.5219999999999998,null,3.0682551267238072,20.945484556670738,6.3620687064452222]
[0.41309046241903491,22.011001797090927,0.52200000000000002,0.74,-2.1999999999999999E-2,0.314,0.313,2.5219999999999998,null,3.0683843803001105,39.296803925708126,16.454241763211261]
[0.30558326375372069,20.000211450025496,0.52600000000000002,0.33200000000000002,-2.1999999999999999E-2,0.314,0.313,2.5219999999999998,null,2.9702060973298914,16.975286473593879,16.036037874781449]
[7.7088100797678027E-2,8.1041927452575742,0.78200000000000003,0.36499999999999999,-2.1999999999999999E-2,0.314,0.313,2.5219999999999998,null,2.0272559039096816,10.260771326053254,13.325799889139404]
[0.80013555625690647,27.641014606440223,0.74199999999999999,0.51100000000000001,-2.1999999999999999E-2,0.314,0.313,2.5219999999999998,null,3.3009328941549207,22.425153439185344,21.802965561537981]
[0.89570110383419577,28.80180003992686,0.84699999999999998,0.35,-2.1999999999999999E-2,0.314,0.313,2.5219999999999998,null,3.3428213565290426,14.077902969099998,21.391827942876738]
[0.59365644552041719,24.868023680579036,0.76800000000000002,0.745,-2.1999999999999999E-2,0.314,0.313,2.5219999999999998,null,3.1931314034096814,30.775001472912056,7.2789985837463078]
[4.8314649349937677E-2,7.4575050699321483,0.68300000000000005,0.434,-2.1999999999999999E-2,0.314,0.313,2.5219999999999998,null,1.9380955596758853,13.088238909528933,11.364401156526162]
[0.5478545143532918,24.190068159057709,0.93700000000000006,0.35899999999999999,-2.1999999999999999E-2,0.314,0.313,2.5219999999999998,null,3.164907380405904,12.646156561528418,8.8082925953447031]
[1.4532595041358065E-2,6.3478035391590861,0.90300000000000002,0.317,-2.1999999999999999E-2,0.314,0.313,2.5219999999999998,null,1.7636214979684455,7.3825071997400249,12.414032816314124]
[0.1930976781365048,9.9129634404362399,0.76500000000000001,0.52100000000000002,-2.1999999999999999E-2,0.314,0.313,2.5219999999999998,null,2.2411461610659069,15.933864137519455,5.3144778922391334]
[0.67877867677749493,26.061842809836879,0.91200000000000003,0.626,-2.1999999999999999E-2,0.314,0.313,2.5219999999999998,null,3.2409731666893964,23.052603920958699,9.1421150208661111]
[0.57100836687782686,24.536189267487856,0.52700000000000002,0.755,-2.1999999999999999E-2,0.314,0.313,2.5219999999999998,null,3.1794163131192175,41.278645364920095,14.981988266270964]
[0.49719019432046629,23.406219005682885,0.82599999999999996,0.40300000000000002,-2.1999999999999999E-2,0.314,0.313,2.5219999999999998,null,3.1312495907235376,15.449352285650749,8.8290153069270385]
[0.71039764542935202,26.486039374888005,0.748,0.73399999999999999,-2.1999999999999999E-2,0.314,0.313,2.5219999999999998,null,3.2574360202397568,31.573576731710567,8.3476022879446461]
[0.49866454367205837,23.429578989063863,0.97699999999999998,0.32900000000000001,-2.1999999999999999E-2,0.314,0.313,2.5219999999999998,null,3.1322692043053992,11.114698817302271,13.240083224196967]
[0.63930594420165032,25.518161689169325,0.63700000000000001,0.42699999999999999,-2.1999999999999999E-2,0.314,0.313,2.5219999999999998,null,3.2194688658158759,20.492135506792312,8.6552670445513851]
[0.22137836294978575,18.160212842783771,0.68200000000000005,0.60299999999999998,-2.1999999999999999E-2,0.314,0.313,2.5219999999999998,null,2.8710469603856894,24.569934078800898,26.357111501233703]
[0.37891355401018922,21.403650103535767,0.94899999999999995,0.30199999999999999,-2.1999999999999999E-2,0.314,0.313,2.5219999999999998,null,3.0397330320722107,10.13017393224672,7.2277888961005257]
[0.59233328101496596,24.84881296905133,0.95799999999999996,0.71099999999999997,-2.1999999999999999E-2,0.314,0.313,2.5219999999999998,null,3.1923425134860959,24.842809708021296,11.307369640311775]
[5.7376033881884059E-3,5.8468768644398965,0.95299999999999996,0.35199999999999998,-2.1999999999999999E-2,0.314,0.313,2.5219999999999998,null,1.6735866572395968,7.6637796870359756,11.655909009439966]
[0.957736228396734,29.522375637772207,0.81899999999999995,0.45400000000000001,-2.1999999999999999E-2,0.314,0.313,2.5219999999999998,null,3.3679681578100822,18.883435124317725,8.2852406777448238]
[0.8061328706689741,27.715834746564035,0.85399999999999998,0.65900000000000003,-2.1999999999999999E-2,0.314,0.313,2.5219999999999998,null,3.3036864413190004,26.017262564187167,9.7748649123987619]
[0.3656783531544705,21.161123972181514,0.82399999999999995,0.40100000000000002,-2.1999999999999999E-2,0.314,0.313,2.5219999999999998,null,3.0280586019951103,14.904806127527349,11.141341650907513]
[0.3374996485896502,20.629694518871588,0.98,0.78300000000000003,-2.1999999999999999E-2,0.314,0.313,2.5219999999999998,null,3.0019903516949995,25.33517427233576,28.376160404615884]
[0.95218513471902022,29.458865760129779,0.753,0.68,-2.1999999999999999E-2,0.314,0.313,2.5219999999999998,null,3.365777018085701,30.127655128104436,9.5147550674911532]
[0.18880530613428759,9.8580513857704251,0.97499999999999998,0.34799999999999998,-2.1999999999999999E-2,0.314,0.313,2.5219999999999998,null,2.2352843186105007,8.8880194775314632,10.801872438605983]
[0.96256251966284401,29.577443659594728,0.77900000000000003,0.48,-2.1999999999999999E-2,0.314,0.313,2.5219999999999998,null,3.3698641677298187,20.751906966694467,7.6113942504705365]
[{"$f":"RAND()","v":0.53075818049826484},23.92978032437107,0.66,0.44500000000000001,-2.1999999999999999E-2,0.314,0.313,2.5219999999999998,null,3.1538560429953657,20.355476860341433,11.656000470235321]
[0.90424935765519898,28.902543847670408,0.751,0.76600000000000001,-2.1999999999999999E-2,0.314,0.313,2.5219999999999998,null,3.346375398441237,33.796571701512129,14.041268733575244]
[0.90981443557966835,28.967874273268812,0.59099999999999997,0.52,-2.1999999999999999E-2,0.314,0.313,2.5219999999999998,null,3.3486733918985219,27.543016297499257,8.5173101812115046]
[0.54791964247947744,24.191051893916345,0.66900000000000004,0.317,-2.1999999999999999E-2,0.314,0.313,2.5219999999999998,null,3.1649489170812934,14.404152978675128,14.787382608159158]
[0.5689596316878206,24.505849679632366,0.54,0.38400000000000001,-2.1999999999999999E-2,0.314,0.313,2.5219999999999998,null,3.1781529046831136,20.602989102462146,6.2290797396696211]
[0.17536278186330911,9.6819171001752729,0.84899999999999998,0.3,-2.1999999999999999E-2,0.314,0.313,2.5219999999999998,null,2.2162463009446949,8.4316223776246684,16.284653707207493]
[0.50592142761079495,23.544058946697518,0.83699999999999997,0.47199999999999998,-2.1999999999999999E-2,0.314,0.313,2.5219999999999998,null,3.1372510297197889,17.948827904575573,6.1002846230462966]
[0.6521691633468446,25.697132431175426,0.72199999999999998,0.36599999999999999,-2.1999999999999999E-2,0.314,0.313,2.5219999999999998,null,3.2265989180275128,16.012607860996255,12.060881643128532]
[0.99377476991964109,29.930291154053634,0.72399999999999998,0.63100000000000001,-2.1999999999999999E-2,0.314,0.313,2.5219999999999998,null,3.3819282311773025,28.953081520635941,18.08583327330626]
[0.60091402389938009,24.973016078734222,0.73899999999999999,0.499,-2.1999999999999999E-2,0.314,0.313,2.5219999999999998,null,3.1974319635048269,21.251100432522765,16.820684521579143]
[0.39174758207202409,21.634812036153722,0.97399999999999998,0.45,-2.1999999999999999E-2,0.314,0.313,2.5219999999999998,null,3.050734933751694,14.853156652016528,31.211701832864883]
[0.6134687156619445,25.153153552716862,0.55200000000000005,0.52400000000000002,-2.1999999999999999E-2,0.314,0.313,2.5219999999999998,null,3.204767689561733,27.892263846590222,15.404119544680681]
[0.51259959812546796,23.648686204413469,0.98899999999999999,0.42599999999999999,-2.1999999999999999E-2,0.314,0.313,2.5219999999999998,null,3.1417824832736865,14.302213542022026,14.456406242589722]
[7.3454206872996863E-2,8.0301445277617702,0.77900000000000003,0.33600000000000002,-2.1999999999999999E-2,0.314,0.313,2.5219999999999998,null,2.0174417758531766,9.4425330772724507,8.7380478796749621]
[0.73080382105812658,26.75480898488118,0.78400000000000003,0.66400000000000003,-2.1999999999999999E-2,0.314,0.313,2.5219999999999998,null,3.2677282597141524,27.653588900261116,13.331234754757689]
[0.65080609729482219,25.678251696888431,0.63300000000000001,0.79100000000000004,-2.1999999999999999E-2,0.314,0.313,2.5219999999999998,null,3.2258491193987151,38.220949362055805,10.515147565268816]
[0.67256308428317024,25.977301088270149,0.995,0.433,-2.1999999999999999E-2,0.314,0.313,2.5219999999999998,null,3.2376594966098446,14.911988862037019,8.0413133602722944]
[0.63812308976275323,25.501614167309082,0.82,0.64300000000000002,-2.1999999999999999E-2,0.314,0.313,2.5219999999999998,null,3.2188070502482007,25.484398773406404,14.883420049849848]
[0.67979412787079863,26.075617682338795,0.71399999999999997,0.45900000000000002,-2.1999999999999999E-2,0.314,0.313,2.5219999999999998,null,3.2415120431049287,20.348477117297442,24.336759225692504]
[0.8454966436190372,28.200164609645419,0.96299999999999997,0.35599999999999998,-2.1999999999999999E-2,0.314,0.313,2.5219999999999998,null,3.3213297343663184,12.901840646061805,12.841736561958198]
[2.8750004636455939E-2,6.8957190138723075,0.57999999999999996,0.72599999999999998,-2.1999999999999999E-2,0.314,0.313,2.5219999999999998,null,1.8535862170516899,23.995431003993989,26.752155173586907]
[0.26901512182862319,19.237059699326899,0.80300000000000005,0.39,-2.1999999999999999E-2,0.314,0.313,2.5219999999999998,null,2.9302659269500033,14.32802381508221,16.257664607562678]
[0.64638771535237427,25.616913436446932,0.50600000000000001,0.58599999999999997,-2.1999999999999999E-2,0.314,0.313,2.5219999999999998,null,3.2234093436578544,33.51912672456465,11.570544774514886]
[0.79124923995710494,27.529634952993526,0.54200000000000004,0.47699999999999998,-2.1999999999999999E-2,0.314,0.313,2.5219999999999998,null,3.296819776706994,26.529499835975191,9.1201054575695242]
[0.21645936325359605,18.042669763818822,0.69499999999999995,0.71599999999999997,-2.1999999999999999E-2,0.314,0.313,2.5219999999999998,null,2.8643653032844227,28.702832014879753,12.211800123103904]
[0.39032959777451426,21.609459769303626,0.91,0.78200000000000003,-2.1999999999999999E-2,0.314,0.313,2.5219999999999998,null,3.0495342149659916,27.156816340390641,14.969056871713834]
[0.11453816061358668,8.7838168661681202,0.51500000000000001,0.34599999999999997,-2.1999999999999999E-2,0.314,0.313,2.5219999999999998,null,2.113087526038945,13.573920838195495,17.152887880421527]
[0.78521211277000902,27.453609422069064,0.85,0.41799999999999998,-2.1999999999999999E-2,0.314,0.313,2.5219999999999998,null,3.2940024959252185,16.510794037453703,9.9584464990724424]
[0.14484162945159895,9.2550209965933021,0.67900000000000005,0.58699999999999997,-2.1999999999999999E-2,0.314,0.313,2.5219999999999998,null,2.168538637028413,19.145457862260805,10.004214824151449]
[0.97607854626117785,29.730931147037392,0.84299999999999997,0.49099999999999999,-2.1999999999999999E-2,0.314,0.313,2.5219999999999998,null,3.3751298931878693,20.024305575164298,9.3968032097390104]
[0.33791900955470933,20.637762623126374,0.89900000000000002,0.46600000000000003,-2.1999999999999999E-2,0.314,0.313,2.5219999999999998,null,3.0023912423352961,16.090862158808935,13.007242507698965]
[0.61615765652812338,25.191494684711124,0.52400000000000002,0.60099999999999998,-2.1999999999999999E-2,0.314,0.313,2.5219999999999998,null,3.206322129304088,33.292833106344652,5.0604823545041135]
[0.91912015735302233,29.07667264260515,0.751,0.495,-2.1999999999999999E-2,0.314,0.313,2.5219999999999998,null,3.3524886837317425,21.882493450746924,21.013290705485808]
[0.12935750708289784,9.0211551058573001,0.78500000000000003,0.65500000000000003,-2.1999999999999999E-2,0.314,0.313,2.5219999999999998,null,2.1414025088652378,19.041184359377496,7.8388111416431014]
[0.70700782425612452,26.441019938806232,0.71199999999999997,0.34799999999999998,-2.1999999999999999E-2,0.314,0.313,2.5219999999999998,null,{"$f":"-LN(-LN(1-(1/B281)))","v":3.2557016419705969},{"$f":"D281*(C281^((E281*J281)+F281-1))*EXP((G281*J281)+H281)","v":15.53087578181673},10.597297480081455]
[0.52808208049010108,{"$f":"IF($B$13=\"exact vlaue\",$B$15,(IF(A282<=$B$17,($B$14+(SQRT(A282*($B$16-$B$14)*($B$15-$B$14)))),($B$16+((SQRT(A282)-1)*(SQRT(($B$16-$B$14)*($B$16-$B$15))))))))","v":23.888659911433997},{"$f":"IF($C$13=\"exact value\",$C$15,(RANDBETWEEN(($C$14*1000),($C$16*1000))/1000))","v":0.89600000000000002},{"$f":"IF($D$13=\"exact value\",$D$15,(RANDBETWEEN(($D$14*1000),($D$16*1000))/1000))","v":0.55100000000000005},{"$f":"IF($E$13=\"exact value\",$E$15,(RANDBETWEEN(($E$14*1000),($E$16*1000))/1000))","v":-2.1999999999999999E-2},{"$f":"IF($F$13=\"exact value\",$F$15,(RANDBETWEEN(($F$14*1000),($F$16*1000))/1000))","v":0.314},{"$f":"IF($G$13=\"exact value\",$G$15,(RANDBETWEEN(($G$14*1000),($G$16*1000))/1000))","v":0.313},{"$f":"IF($H$13=\"exact value\",$H$15,(RANDBETWEEN(($H$14*1000),($H$16*1000))/1000))","v":2.5219999999999998},null,3.152098917611867,19.996049529334499,18.943170811504213]
[0.10837134130142867,8.6805458376005298,0.55400000000000005,0.60499999999999998,-2.1999999999999999E-2,0.314,0.313,2.5219999999999998,null,2.1005116130241315,22.406932395965448,5.5758931951865183]
[0.5596304937762715,24.366999289598475,0.61399999999999999,0.61299999999999999,-2.1999999999999999E-2,0.314,0.313,2.5219999999999998,null,3.1723504012324861,29.790828020694882,16.27952786917745]
[0.45967725265425829,22.799749847118001,0.85199999999999998,0.67100000000000004,-2.1999999999999999E-2,0.314,0.313,2.5219999999999998,null,3.1044078455840802,24.915953933346316,5.0807455154149697]
[0.48736964801232496,23.249727779136059,0.52100000000000002,0.39600000000000002,-2.1999999999999999E-2,0.314,0.313,2.5219999999999998,null,3.1243921308562146,21.449168985390823,24.247589962772008]
[0.60235069202268432,24.993724450193533,0.999,0.375,-2.1999999999999999E-2,0.314,0.313,2.5219999999999998,null,3.1982780125698622,12.71762091548085,7.0424560517765187]
[0.15199005062395377,9.35875628224316,0.89100000000000001,0.377,-2.1999999999999999E-2,0.314,0.313,2.5219999999999998,null,2.1803430369453509,10.111213935653048,7.6216911283007418]
[0.4133947119773399,22.016293341366687,0.85599999999999998,0.59899999999999998,-2.1999999999999999E-2,0.314,0.313,2.5219999999999998,null,3.0686304311221373,21.914467889438075,5.5311719866089488]
[0.78290105531897425,27.424428960095955,0.63100000000000001,0.35799999999999998,-2.1999999999999999E-2,0.314,0.313,2.5219999999999998,null,3.2929190426559303,17.719869237623044,10.118697817478491]
[0.8483204846948742,28.234471167576839,0.85199999999999998,0.39100000000000001,-2.1999999999999999E-2,0.314,0.313,2.5219999999999998,null,3.3225677331919643,15.556826088881298,11.438577037139732]
[0.29177188012126154,19.717645442540782,0.83699999999999997,0.78300000000000003,-2.1999999999999999E-2,0.314,0.313,2.5219999999999998,null,2.9556031830310512,28.109615076127071,16.417920785610459]
[0.33155642989379475,20.514809145695459,0.76400000000000001,0.626,-2.1999999999999999E-2,0.314,0.313,2.5219999999999998,null,2.9962643754053873,24.381696591871933,9.3629418176520414]
[0.72073483368341729,26.622666000752716,0.61899999999999999,0.70899999999999996,-2.1999999999999999E-2,0.314,0.313,2.5219999999999998,null,3.2626812280724455,35.261374844599757,5.7903956393540534]
[0.98339127043519214,29.813531264351308,0.52100000000000002,0.755,-2.1999999999999999E-2,0.314,0.313,2.5219999999999998,null,3.3779522350189231,44.4333737727369,18.272308458352288]
[0.25739677980042575,18.983851502239293,0.85399999999999998,0.44,-2.1999999999999999E-2,0.314,0.313,2.5219999999999998,null,2.9166534693833333,15.368597526641903,13.684385625422008]
[6.808902895458091E-2,7.9173838656101836,0.79800000000000004,0.44500000000000001,-2.1999999999999999E-2,0.314,0.313,2.5219999999999998,null,2.002308758155849,12.228572029149106,15.655990621840727]
[0.79320487416059715,27.554200015759026,0.96099999999999997,0.65400000000000003,-2.1999999999999999E-2,0.314,0.313,2.5219999999999998,null,3.2977283907092461,23.563922593177331,21.051589166028879]
[0.12944532052052338,9.0225197407925073,0.61099999999999999,0.72,-2.1999999999999999E-2,0.314,0.313,2.5219999999999998,null,2.1415630113575737,25.153072531685314,8.4693400973413286]
[6.1943481311248716E-2,7.7826130100871183,0.747,0.76700000000000002,-2.1999999999999999E-2,0.314,0.313,2.5219999999999998,null,1.9839152626272574,21.988675029007354,11.100337684378816]
[0.52335968651673348,23.815841583389595,0.95699999999999996,0.67600000000000005,-2.1999999999999999E-2,0.314,0.313,2.5219999999999998,null,3.1489797043071364,23.318902985636448,12.999778628478209]
[0.60253754748287991,24.996415999970907,0.75900000000000001,0.59899999999999998,-2.1999999999999999E-2,0.314,0.313,2.5219999999999998,null,3.1983879243875295,25.007403181364364,14.702813897352121]
[0.51432347930614386,23.675583494637955,0.98299999999999998,0.34499999999999997,-2.1999999999999999E-2,0.314,0.313,2.5219999999999998,null,3.1429441055868259,11.640361229375328,15.893146051863955]
[0.58560848411480437,24.750843887651264,0.72499999999999998,0.77400000000000002,-2.1999999999999999E-2,0.314,0.313,2.5219999999999998,null,3.1883096917287554,33.345428094761466,11.977750673092618]
[0.60875403324194999,25.085724342211329,0.80100000000000005,0.61399999999999999,-2.1999999999999999E-2,0.314,0.313,2.5219999999999998,null,3.2020280738940121,24.638868327699903,21.244058458511585]
[0.11476938062437958,8.7876341663428175,0.63800000000000001,0.49399999999999999,-2.1999999999999999E-2,0.314,0.313,2.5219999999999998,null,2.1135493560480683,16.568748088609766,14.245718919633354]
[0.26269861711400777,19.100092823610098,0.59399999999999997,0.36799999999999999,-2.1999999999999999E-2,0.314,0.313,2.5219999999999998,null,2.9229256225371407,16.911923141219386,31.370083979655149]
[0.31461855118582205,20.181619678966317,0.56799999999999995,0.73899999999999999,-2.1999999999999999E-2,0.314,0.313,2.5219999999999998,null,2.9794700007390738,35.77387723680976,7.0592898255267764]
[0.15298632908142829,9.3730185381700046,0.81100000000000005,0.54700000000000004,-2.1999999999999999E-2,0.314,0.313,2.5219999999999998,null,2.1819551241207562,15.727483627812394,13.425817457829183]
[0.66992768490038612,25.9413376670819,0.95499999999999996,0.40400000000000003,-2.1999999999999999E-2,0.314,0.313,2.5219999999999998,null,3.2362465492697292,14.345970774704876,10.488110177936159]
[{"$f":"RAND()","v":0.47974147657963429},23.127081144186551,0.68899999999999995,0.46500000000000002,-2.1999999999999999E-2,0.314,0.313,2.5219999999999998,null,3.1189846699301316,20.361176570016418,19.926266162893718]
[0.32833839004272747,20.452172952687835,0.98899999999999999,0.309,-2.1999999999999999E-2,0.314,0.313,2.5219999999999998,null,2.9931286670345623,9.9021453039699772,11.087012685574255]
[0.28133664844706263,19.499688019616706,0.71599999999999997,0.56499999999999995,-2.1999999999999999E-2,0.314,0.313,2.5219999999999998,null,2.9441916418645619,22.723888961178776,10.911901147693166]
[0.62137638953778229,25.265669670332272,0.98899999999999999,0.504,-2.1999999999999999E-2,0.314,0.313,2.5219999999999998,null,3.2093225142248691,17.28272944979074,14.622259586740894]
[7.5732734094015264E-2,8.0767826965438925,0.67600000000000005,0.46,-2.1999999999999999E-2,0.314,0.313,2.5219999999999998,null,2.0236343094162059,14.366696027882051,10.572758047316977]
[0.64190173474018497,25.554421881707611,0.66200000000000003,0.30499999999999999,-2.1999999999999999E-2,0.314,0.313,2.5219999999999998,null,3.2209175565366697,14.223574177611397,11.528708426012741]
[0.75667260335771946,27.09018914335276,0.82,0.35599999999999998,-2.1999999999999999E-2,0.314,0.313,2.5219999999999998,null,3.2804244379248031,14.388189805908379,5.6436197697949231]
[4.2479993354713419E-2,7.3043435441225286,0.65400000000000003,0.307,-2.1999999999999999E-2,0.314,0.313,2.5219999999999998,null,1.91575704792297,9.4870754427951507,13.44945417471526]
[0.78725923100947803,27.47942142194006,0.60699999999999998,0.56000000000000005,-2.1999999999999999E-2,0.314,0.313,2.5219999999999998,null,3.2949599025127028,28.564417865272652,12.889219069591327]
[0.85436785919342129,28.307748554140016,0.627,0.79100000000000004,-2.1999999999999999E-2,0.314,0.313,2.5219999999999998,null,3.3252069244042612,39.754078313234594,17.966469049342262]
[0.18988187382529931,9.8718820006402463,0.51100000000000001,0.308,-2.1999999999999999E-2,0.314,0.313,2.5219999999999998,null,2.2367639785110649,12.655100062290531,7.8744741559443687]
[0.41885100447167989,22.110861339750038,0.92600000000000005,0.65500000000000003,-2.1999999999999999E-2,0.314,0.313,2.5219999999999998,null,3.073017553945558,22.616336452481459,9.8291541474577127]
[0.44151930103151893,22.497302945269329,0.72,0.495,-2.1999999999999999E-2,0.314,0.313,2.5219999999999998,null,3.090747595345416,20.778054971084128,23.544882170479571]
[0.84424651266552175,28.184958602350246,0.66300000000000003,0.3,-2.1999999999999999E-2,0.314,0.313,2.5219999999999998,null,3.320780514197704,14.431149529642465,32.516075724823772]
[0.38430730872911845,21.501270100995711,0.98,0.42399999999999999,-2.1999999999999999E-2,0.314,0.313,2.5219999999999998,null,3.0443939288503383,13.902735831627203,22.450014714092635]
[0.65102119534434555,25.681232475985169,0.83399999999999996,0.52100000000000002,-2.1999999999999999E-2,0.314,0.313,2.5219999999999998,null,3.2259675305772184,20.432554713385652,10.647166966084951]
[0.38617239091722755,21.534866110594859,0.78400000000000003,0.70899999999999996,-2.1999999999999999E-2,0.314,0.313,2.5219999999999998,null,3.0459929672540365,27.515202264690025,10.713090739271641]
[0.22853371969555236,18.32888802953827,0.83,0.32800000000000001,-2.1999999999999999E-2,0.314,0.313,2.5219999999999998,null,2.8805578130982474,11.571013611402044,16.898016420990974]
[5.9794110061951455E-2,7.7339099761594081,0.56999999999999995,0.34799999999999998,-2.1999999999999999E-2,0.314,0.313,2.5219999999999998,null,1.9771839077041968,12.126224437963335,17.382063400029111]
[0.94476020601196231,29.373627276435354,0.82299999999999995,0.74299999999999999,-2.1999999999999999E-2,0.314,0.313,2.5219999999999998,null,3.3628286568547887,30.7395461346518,20.204662220258957]
[0.98004750462299184,29.775800349707929,0.63700000000000001,0.68700000000000006,-2.1999999999999999E-2,0.314,0.313,2.5219999999999998,null,3.3766640056297712,34.686590694044888,8.2657189699935039]
[0.5476723831409912,24.187316827929468,0.81899999999999995,0.34499999999999997,-2.1999999999999999E-2,0.314,0.313,2.5219999999999998,null,3.1647912005613592,13.453582289245505,10.688301389557637]
[0.76276313107944937,27.168313172405323,0.98299999999999998,0.376,-2.1999999999999999E-2,0.314,0.313,2.5219999999999998,null,3.283358897182572,13.257003754642403,12.614677334410862]
[0.67852516646473304,26.058402265982497,0.86899999999999999,0.51400000000000001,-2.1999999999999999E-2,0.314,0.313,2.5219999999999998,null,3.2408385264170927,19.632460636992906,6.9973850828884885]
[0.27196345120496901,19.30044048004126,0.67600000000000005,0.79900000000000004,-2.1999999999999999E-2,0.314,0.313,2.5219999999999998,null,2.9336444602274039,33.438888478217187,26.811032463836629]
[0.26434635929587591,19.135979724523605,0.50600000000000001,0.68100000000000005,-2.1999999999999999E-2,0.314,0.313,2.5219999999999998,null,2.9248540846692506,35.319547091444015,22.291473690740062]
[0.22933265050844664,18.347556552905186,0.97899999999999998,0.372,-2.1999999999999999E-2,0.314,0.313,2.5219999999999998,null,2.8816049079016879,11.599776202511038,16.618099732307076]
[0.21032994679825123,17.894317709113235,0.94,0.73699999999999999,-2.1999999999999999E-2,0.314,0.313,2.5219999999999998,null,2.8558680603966686,23.501245478349709,6.8659143058190608]
[0.1771051287961255,9.7051186063175585,0.96299999999999997,0.48399999999999999,-2.1999999999999999E-2,0.314,0.313,2.5219999999999998,null,2.2187749725227945,12.410092069027046,6.9652279583530046]
[3.5569089740504989E-2,7.1085863078288085,0.67800000000000005,0.41,-2.1999999999999999E-2,0.314,0.313,2.5219999999999998,null,1.886456907317315,12.226136589528664,9.1083055737462075]
[0.13453484744630573,9.1008360038885012,0.96499999999999997,0.59699999999999998,-2.1999999999999999E-2,0.314,0.313,2.5219999999999998,null,2.1507312389687634,14.9612974199297,18.636805338662388]
[0.87451150471033423,28.549981437770271,0.9,0.79500000000000004,-2.1999999999999999E-2,0.314,0.313,2.5219999999999998,null,3.3338820415719859,30.450333245177791,5.8376879430142168]
[0.19119655987437822,9.8887186444197503,0.65200000000000002,0.58799999999999997,-2.1999999999999999E-2,0.314,0.313,2.5219999999999998,null,2.2385622810920527,20.208741746544245,7.6303741411505532]
[0.60943013780657196,25.09540996191873,0.81599999999999995,0.50700000000000001,-2.1999999999999999E-2,0.314,0.313,2.5219999999999998,null,3.2024220579077198,20.064091778719032,18.213969443185956]
[0.19934825492378605,9.9918465386541335,0.96499999999999997,0.34300000000000003,-2.1999999999999999E-2,0.314,0.313,2.5219999999999998,null,{"$f":"-LN(-LN(1-(1/B345)))","v":2.2495071088763878},{"$f":"D345*(C345^((E345*J345)+F345-1))*EXP((G345*J345)+H345)","v":8.8664482742420212},11.58231161837826]
[0.17966289264307089,{"$f":"IF($B$13=\"exact vlaue\",$B$15,(IF(A346<=$B$17,($B$14+(SQRT(A346*($B$16-$B$14)*($B$15-$B$14)))),($B$16+((SQRT(A346)-1)*(SQRT(($B$16-$B$14)*($B$16-$B$15))))))))","v":9.7389726292081349},{"$f":"IF($C$13=\"exact value\",$C$15,(RANDBETWEEN(($C$14*1000),($C$16*1000))/1000))","v":0.55300000000000005},{"$f":"IF($D$13=\"exact value\",$D$15,(RANDBETWEEN(($D$14*1000),($D$16*1000))/1000))","v":0.78800000000000003},{"$f":"IF($E$13=\"exact value\",$E$15,(RANDBETWEEN(($E$14*1000),($E$16*1000))/1000))","v":-2.1999999999999999E-2},{"$f":"IF($F$13=\"exact value\",$F$15,(RANDBETWEEN(($F$14*1000),($F$16*1000))/1000))","v":0.314},{"$f":"IF($G$13=\"exact value\",$G$15,(RANDBETWEEN(($G$14*1000),($G$16*1000))/1000))","v":0.313},{"$f":"IF($H$13=\"exact value\",$H$15,(RANDBETWEEN(($H$14*1000),($H$16*1000))/1000))","v":2.5219999999999998},null,2.2224531776282315,30.408429083669674,10.965683871378165]
[0.36696343082343441,21.184862495864394,0.74299999999999999,0.32400000000000001,-2.1999999999999999E-2,0.314,0.313,2.5219999999999998,null,3.0292073368815999,13.022902734652462,18.027077472197202]
[0.5433979397181975,24.122613884313601,0.7,0.40100000000000002,-2.1999999999999999E-2,0.314,0.313,2.5219999999999998,null,3.1620551042458169,17.591583469255614,12.620915721821897]
[0.70100219780344042,26.360994800256321,0.78200000000000003,0.79,-2.1999999999999999E-2,0.314,0.313,2.5219999999999998,null,3.2526112181599363,32.806568740818769,16.748137944603446]
[0.87968679220924284,28.611763957305246,0.65900000000000003,0.4,-2.1999999999999999E-2,0.314,0.313,2.5219999999999998,null,3.3360826714185032,19.425652244472928,8.8621936613358816]
[0.55170451918364527,24.248120891872141,0.71399999999999997,0.56399999999999995,-2.1999999999999999E-2,0.314,0.313,2.5219999999999998,null,3.1673556174708017,24.416266434651025,9.1671504529501942]
[0.18989878229257018,9.8720989097688978,0.94,0.69899999999999995,-2.1999999999999999E-2,0.314,0.313,2.5219999999999998,null,2.236787166940017,18.347644843353027,10.20669096224664]
[0.45911824369453191,22.790528818618192,0.80400000000000005,0.59299999999999997,-2.1999999999999999E-2,0.314,0.313,2.5219999999999998,null,3.1039941176581856,23.001092411032992,8.3610325015327955]
[0.75773719547132334,27.103867425891767,0.68100000000000005,0.55600000000000005,-2.1999999999999999E-2,0.314,0.313,2.5219999999999998,null,3.280938837741914,25.873895147269266,18.890109448600235]
[0.75745745898211503,27.100274196764573,0.84899999999999998,0.77400000000000002,-2.1999999999999999E-2,0.314,0.313,2.5219999999999998,null,3.2808037326339208,30.47232476799817,17.519615065616374]
[0.25731021486443595,18.9819437060235,0.69699999999999995,0.33900000000000002,-2.1999999999999999E-2,0.314,0.313,2.5219999999999998,null,2.916550199451565,13.789558546788671,11.307583920238338]
[0.171950396079106,9.6361405834905653,0.87,0.67600000000000005,-2.1999999999999999E-2,0.314,0.313,2.5219999999999998,null,2.2112383686245853,18.631690112057704,8.5282260576252362]
[0.77346053977279727,27.304779026830211,0.57299999999999995,0.52,-2.1999999999999999E-2,0.314,0.313,2.5219999999999998,null,3.2884641930370706,27.651023630425438,7.8585271116664392]
[0.75644766658123364,27.087297839412731,0.73899999999999999,0.63600000000000001,-2.1999999999999999E-2,0.314,0.313,2.5219999999999998,null,3.2803156706270977,27.812769793591809,14.342856844578218]
[0.359681892467133,21.049799196074183,0.51500000000000001,0.65700000000000003,-2.1999999999999999E-2,0.314,0.313,2.5219999999999998,null,3.022653784013539,34.721828609364032,16.143414025554623]
[0.33536525607612755,20.588552945054044,0.57799999999999996,0.64900000000000002,-2.1999999999999999E-2,0.314,0.313,2.5219999999999998,null,2.999943591496891,31.214774429165736,7.7523936763630017]
[0.19965188638941078,9.9956466847322538,0.63900000000000001,0.58399999999999996,-2.1999999999999999E-2,0.314,0.313,2.5219999999999998,null,2.2499081297043526,20.445449201038141,16.830153104970073]
[0.11638181688042448,8.8141482810783671,0.64700000000000002,0.38,-2.1999999999999999E-2,0.314,0.313,2.5219999999999998,null,2.1167512378063051,12.628119448574585,23.899482528080668]
[0.45744761142783597,22.762937706078446,0.66,0.67900000000000005,-2.1999999999999999E-2,0.314,0.313,2.5219999999999998,null,3.1027551394704931,30.552152479592419,7.119726773287959]
[0.6234699804523699,25.295338752013933,0.51500000000000001,0.371,-2.1999999999999999E-2,0.314,0.313,2.5219999999999998,null,3.2105201145785651,20.851615169664719,13.308694926425286]
[0.88019929066015801,28.617872256304906,0.80700000000000005,0.56000000000000005,-2.1999999999999999E-2,0.314,0.313,2.5219999999999998,null,3.336299979860696,23.319326104569939,12.826539659612941]
[0.49375963762999009,23.351729932459296,0.82599999999999996,0.749,-2.1999999999999999E-2,0.314,0.313,2.5219999999999998,null,3.1288672087810743,28.69186967500746,13.277228079831483]
[0.76000996401056176,27.133036699940401,0.55300000000000005,0.44400000000000001,-2.1999999999999999E-2,0.314,0.313,2.5219999999999998,null,3.2820349247848051,24.203679218585261,16.876691706129645]
[0.67914497053559919,26.066812872342915,0.79600000000000004,0.502,-2.1999999999999999E-2,0.314,0.313,2.5219999999999998,null,3.2411676302581278,20.493632251940053,14.92134211178498]
[0.8848859514359394,28.67364873146909,0.84699999999999998,0.77200000000000002,-2.1999999999999999E-2,0.314,0.313,2.5219999999999998,null,3.3382820983191137,31.007230762311384,14.719801301419876]
[0.22969989654158984,18.356127038171543,0.72199999999999998,0.36899999999999999,-2.1999999999999999E-2,0.314,0.313,2.5219999999999998,null,2.882085248851765,14.457858806363051,19.055402993048492]
[0.19408172539507584,9.9254660362634191,0.92,0.50600000000000001,-2.1999999999999999E-2,0.314,0.313,2.5219999999999998,null,2.2424760109636193,13.517562327534817,12.000453222148796]
[2.9766903932971878E-2,6.9289538593811635,0.91800000000000004,0.49299999999999999,-2.1999999999999999E-2,0.314,0.313,2.5219999999999998,null,1.8587903028029045,11.690151358198277,20.738729241872843]
[8.6861012590207731E-2,8.2950912845892404,0.65400000000000003,0.51800000000000002,-2.1999999999999999E-2,0.314,0.313,2.5219999999999998,null,2.0521203233004073,16.726821901113532,10.660182819363854]
[{"$f":"RAND()","v":0.36417368879288725},21.133276071841223,0.66,0.50900000000000001,-2.1999999999999999E-2,0.314,0.313,2.5219999999999998,null,3.0267093247398185,22.348618992003143,7.2133127816548548]
[0.20427456580772063,17.745619394523075,0.88900000000000001,0.72299999999999998,-2.1999999999999999E-2,0.314,0.313,2.5219999999999998,null,2.8472778654662019,23.973173780170075,9.383592582336739]
[0.86503368681216175,28.436359519240138,0.81200000000000006,0.52700000000000002,-2.1999999999999999E-2,0.314,0.313,2.5219999999999998,null,3.3298222567898712,21.797569362231858,26.679337324972426]
[1.9519511178316296E-2,6.5620303765578747,0.60799999999999998,0.67700000000000005,-2.1999999999999999E-2,0.314,0.313,2.5219999999999998,null,1.7997703924753932,21.248492451377956,7.3607590193713559]
[0.87469743860996518,28.552204275390338,0.68500000000000005,0.60099999999999998,-2.1999999999999999E-2,0.314,0.313,2.5219999999999998,null,3.3339613008216862,28.322548103646898,15.798193938580859]
[0.39361561432575398,21.668140815589076,0.99399999999999999,0.32300000000000001,-2.1999999999999999E-2,0.314,0.313,2.5219999999999998,null,3.052311240191814,10.504492036646898,10.169358168501477]
[0.47845426017061377,23.106289226241707,0.96899999999999997,0.625,-2.1999999999999999E-2,0.314,0.313,2.5219999999999998,null,3.1180650525441274,21.151556764988197,6.6969857910913619]
[0.86765352530045892,28.467828636557392,0.51,0.66400000000000003,-2.1999999999999999E-2,0.314,0.313,2.5219999999999998,null,3.3309483203768688,39.109731688165979,7.0252927443831261]
[0.75831550605668419,27.111293751800616,0.58799999999999997,0.56499999999999995,-2.1999999999999999E-2,0.314,0.313,2.5219999999999998,null,3.2812180091138301,29.391642289194166,6.1916782183861052]
[3.3729432463557307E-3,5.6493211114652491,1,0.42099999999999999,-2.1999999999999999E-2,0.314,0.313,2.5219999999999998,null,1.6357091528939627,8.748257341439988,8.5839046750192427]
[0.61801954992458585,25.217994093138259,0.623,0.53800000000000003,-2.1999999999999999E-2,0.314,0.313,2.5219999999999998,null,3.2073950669371172,26.154729389992347,17.96457118922488]
[0.2639263326299881,19.126842425850903,0.82199999999999995,0.66900000000000004,-2.1999999999999999E-2,0.314,0.313,2.5219999999999998,null,2.924363424641693,24.105295727589972,18.773797270469242]
[0.63996578402301163,25.52738585579365,0.63600000000000001,0.56599999999999995,-2.1999999999999999E-2,0.314,0.313,2.5219999999999998,null,3.2198375948370943,27.198433347520492,6.0266722440851952]
[0.1081911636526206,8.6774849362815303,0.70599999999999996,0.622,-2.1999999999999999E-2,0.314,0.313,2.5219999999999998,null,2.1001364392432951,19.287104319613057,16.105376998914561]
[0.71707002255103924,26.574340987481335,0.89700000000000002,0.74399999999999999,-2.1999999999999999E-2,0.314,0.313,2.5219999999999998,null,3.2608291350757814,27.91853988387393,8.5340235888509106]
[0.39079738530906116,21.617828466389327,0.59799999999999998,0.748,-2.1999999999999999E-2,0.314,0.313,2.5219999999999998,null,3.0499307276422298,35.640853030813687,7.8288660265500747]
[0.51318580355438104,23.657837690023342,0.66500000000000004,0.372,-2.1999999999999999E-2,0.314,0.313,2.5219999999999998,null,3.1421778630746555,16.856029907695763,8.914147975959299]
[0.99775553905909409,29.974892067458857,0.621,0.36399999999999999,-2.1999999999999999E-2,0.314,0.313,2.5219999999999998,null,3.3834428514854631,18.778379647521614,13.51532517304133]
[0.19570747517984111,9.9460524054522637,0.80400000000000005,0.35799999999999998,-2.1999999999999999E-2,0.314,0.313,2.5219999999999998,null,2.244661845480258,10.567518352535419,19.326375208756552]
[0.42427292686611195,22.204225423219356,0.90300000000000002,0.45800000000000002,-2.1999999999999999E-2,0.314,0.313,2.5219999999999998,null,3.0773300199071842,16.138704532695815,9.6886705880484723]
[0.66387911552422973,25.858528708416383,0.91,0.53200000000000003,-2.1999999999999999E-2,0.314,0.313,2.5219999999999998,null,3.2329855000704555,19.574304462203052,23.209441178763321]
[0.41621642724568875,22.065276471395073,0.78600000000000003,0.47599999999999998,-2.1999999999999999E-2,0.314,0.313,2.5219999999999998,null,3.0709052207328158,18.584204441754512,14.475517406642675]
[0.93886932157786862,29.30576111382679,0.90100000000000002,0.372,-2.1999999999999999E-2,0.314,0.313,2.5219999999999998,null,3.3604749634875835,14.356316282653635,14.326035888575699]
[0.9929539559882008,29.921083575197265,0.81499999999999995,0.47299999999999998,-2.1999999999999999E-2,0.314,0.313,2.5219999999999998,null,3.3816152613704711,19.832810177082361,8.1930183969103751]
[0.94795318680615925,29.410323725141449,0.85,0.60599999999999998,-2.1999999999999999E-2,0.314,0.313,2.5219999999999998,null,3.36409903666712,24.473814406226129,12.550967995391529]
[0.22228351817108605,18.181699419735281,0.69,0.30399999999999999,-2.1999999999999999E-2,0.314,0.313,2.5219999999999998,null,2.8722635360835369,12.283882455820004,17.10660398571995]
[0.78048466006881689,27.393872359495269,0.84,0.77400000000000002,-2.1999999999999999E-2,0.314,0.313,2.5219999999999998,null,3.2917832342614615,30.826592451644306,13.122007481043855]
[0.92042827605306365,29.091922352169142,0.61299999999999999,0.35799999999999998,-2.1999999999999999E-2,0.314,0.313,2.5219999999999998,null,3.3530222921379744,18.469044646070074,9.844857600232217]
[2.0572834302328147E-2,6.6036222397407123,0.81899999999999995,0.43099999999999999,-2.1999999999999999E-2,0.314,0.313,2.5219999999999998,null,1.8066389891233774,10.921588179561645,8.6321397354892557]
[0.41073240143087086,21.969923866001857,0.60699999999999998,0.57399999999999995,-2.1999999999999999E-2,0.314,0.313,2.5219999999999998,null,3.0664722402538134,27.189430437386289,13.941756453257057]
[0.57313810763298589,24.567670818503316,0.94199999999999995,0.67200000000000004,-2.1999999999999999E-2,0.314,0.313,2.5219999999999998,null,3.1807255897058484,23.694423811371522,5.0108883484199387]
[0.10289116942271037,8.5862788761944877,0.72299999999999998,0.35699999999999998,-2.1999999999999999E-2,0.314,0.313,2.5219999999999998,null,2.0888920972933995,10.839649378793938,29.779486173464644]
[0.99566617169789995,29.951493715026555,0.71199999999999997,0.61899999999999999,-2.1999999999999999E-2,0.314,0.313,2.5219999999999998,null,3.3826485435762712,28.77237896855457,14.689192826013372]
[0.19596431324413099,9.9492968344519781,0.995,0.41399999999999998,-2.1999999999999999E-2,0.314,0.313,2.5219999999999998,null,2.2450058985955872,10.448764219237672,17.100910898532057]
[0.78203127294988017,27.413435539598101,0.52900000000000003,0.61799999999999999,-2.1999999999999999E-2,0.314,0.313,2.5219999999999998,null,{"$f":"-LN(-LN(1-(1/B409)))","v":3.292510558774683},{"$f":"D409*(C409^((E409*J409)+F409-1))*EXP((G409*J409)+H409)","v":34.96107832984702},6.3048201284806185]
[0.95774123191883198,{"$f":"IF($B$13=\"exact vlaue\",$B$15,(IF(A410<=$B$17,($B$14+(SQRT(A410*($B$16-$B$14)*($B$15-$B$14)))),($B$16+((SQRT(A410)-1)*(SQRT(($B$16-$B$14)*($B$16-$B$15))))))))","v":29.52243279975746},{"$f":"IF($C$13=\"exact value\",$C$15,(RANDBETWEEN(($C$14*1000),($C$16*1000))/1000))","v":0.70499999999999996},{"$f":"IF($D$13=\"exact value\",$D$15,(RANDBETWEEN(($D$14*1000),($D$16*1000))/1000))","v":0.54800000000000004},{"$f":"IF($E$13=\"exact value\",$E$15,(RANDBETWEEN(($E$14*1000),($E$16*1000))/1000))","v":-2.1999999999999999E-2},{"$f":"IF($F$13=\"exact value\",$F$15,(RANDBETWEEN(($F$14*1000),($F$16*1000))/1000))","v":0.314},{"$f":"IF($G$13=\"exact value\",$G$15,(RANDBETWEEN(($G$14*1000),($G$16*1000))/1000))","v":0.313},{"$f":"IF($H$13=\"exact value\",$H$15,(RANDBETWEEN(($H$14*1000),($H$16*1000))/1000))","v":2.5219999999999998},null,3.3679701277812297,25.543724438701524,11.779374751611156]
[0.90935927404963168,28.962538486437591,0.67800000000000005,0.66100000000000003,-2.1999999999999999E-2,0.314,0.313,2.5219999999999998,null,3.3484859038963388,31.540965563687365,8.4994316794446636]
[0.33916654560655113,20.661734471341973,0.55900000000000005,0.54500000000000004,-2.1999999999999999E-2,0.314,0.313,2.5219999999999998,null,3.0035814158309337,26.911801024626431,10.005865706561966]
[0.82400783477795281,27.937199852908474,0.84299999999999997,0.6,-2.1999999999999999E-2,0.314,0.313,2.5219999999999998,null,3.3117890376917294,23.983561562718091,9.5257142379111439]
[0.38115326525950199,21.44426979498428,0.92600000000000005,0.33900000000000002,-2.1999999999999999E-2,0.314,0.313,2.5219999999999998,null,3.0416750724472972,11.59036512055283,9.87414105248323]
[0.21127568355503101,17.917347359501967,0.752,0.32200000000000001,-2.1999999999999999E-2,0.314,0.313,2.5219999999999998,null,2.8571918885963612,12.140368209778977,25.37378831107198]
[4.9809896251460928E-2,7.495242880248858,0.90700000000000003,0.77600000000000002,-2.1999999999999999E-2,0.314,0.313,2.5219999999999998,null,1.9435235532430302,19.065038186535894,11.425517706048916]
[0.21328723118576942,17.966159799280611,0.55200000000000005,0.45200000000000001,-2.1999999999999999E-2,0.314,0.313,2.5219999999999998,null,2.8599920217879093,21.501398512077504,9.120313538678257]
[0.77544870878369643,27.330037692678292,0.505,0.627,-2.1999999999999999E-2,0.314,0.313,2.5219999999999998,null,3.2894062871714813,36.704131832525135,17.917566139547919]
[0.39470432945900047,21.687528820033009,0.96799999999999997,0.66700000000000004,-2.1999999999999999E-2,0.314,0.313,2.5219999999999998,null,3.0532270662995087,22.135670638094492,20.24517804057173]
[0.41254652819101556,22.001536770351493,0.622,0.78900000000000003,-2.1999999999999999E-2,0.314,0.313,2.5219999999999998,null,3.0679441161593659,36.709967420891012,14.022904823625479]
[0.83568055578628686,28.08046202024298,0.60599999999999998,0.41799999999999998,-2.1999999999999999E-2,0.314,0.313,2.5219999999999998,null,3.3169980577910172,21.500965665356446,9.8107542200747897]
[0.69905448218395916,26.334967876045901,0.83199999999999996,0.71799999999999997,-2.1999999999999999E-2,0.314,0.313,2.5219999999999998,null,3.25160404391396,28.439937182645494,12.472340986517802]
[0.31351710124095988,20.159645724783644,0.66800000000000004,0.754,-2.1999999999999999E-2,0.314,0.313,2.5219999999999998,null,2.9783524247513973,32.300299783500137,23.989606920649418]
[0.96111950808987068,29.560993382973766,0.94599999999999995,0.38200000000000001,-2.1999999999999999E-2,0.314,0.313,2.5219999999999998,null,3.3692981558696666,14.245658969571437,11.719463537548503]
[5.5618812075755697E-2,7.6367312167662185,0.98099999999999998,0.63900000000000001,-2.1999999999999999E-2,0.314,0.313,2.5219999999999998,null,1.9636152296731149,14.920690073525144,10.967075615067898]
[0.6692257794341111,25.931747338894219,0.91300000000000003,0.38200000000000001,-2.1999999999999999E-2,0.314,0.313,2.5219999999999998,null,3.2358694225623168,14.032995214035859,14.473478967997778]
[0.63068199705558536,25.39716352107251,0.68799999999999994,0.78900000000000003,-2.1999999999999999E-2,0.314,0.313,2.5219999999999998,null,3.2146194216030741,35.665199685765522,18.587406136081416]
[0.62451499510684527,25.310129418511679,0.68200000000000005,0.57999999999999996,-2.1999999999999999E-2,0.314,0.313,2.5219999999999998,null,3.2111166083144647,26.362421925548336,13.365298211191854]
[0.70839495022227084,26.459455057439818,0.57699999999999996,0.46300000000000002,-2.1999999999999999E-2,0.314,0.313,2.5219999999999998,null,3.2564122205722703,24.236638665968268,13.659273702352584]
[0.74731257946503582,26.969511370785373,0.503,0.72499999999999998,-2.1999999999999999E-2,0.314,0.313,2.5219999999999998,null,3.2758745982195889,42.380309583546897,17.590904256661016]
[0.41089986797282452,21.972845052706287,0.76300000000000001,0.435,-2.1999999999999999E-2,0.314,0.313,2.5219999999999998,null,3.0666083396874346,17.344049424164751,18.029282921984645]
[0.61079465512457598,25.114941174264189,0.81200000000000006,0.65500000000000003,-2.1999999999999999E-2,0.314,0.313,2.5219999999999998,null,3.2032160612692331,26.024160441506467,18.59822305030562]
[0.16065067576981351,9.4812201989220171,0.623,0.69799999999999995,-2.1999999999999999E-2,0.314,0.313,2.5219999999999998,null,2.1941012489658616,24.451232378980638,14.028664345780738]
[0.31895445471022177,20.26774955548936,0.54200000000000004,0.61099999999999999,-2.1999999999999999E-2,0.314,0.313,2.5219999999999998,null,2.9838384827822559,30.681420912095128,17.701281495149956]
[0.83683146996933855,28.094533129899215,0.78,0.315,-2.1999999999999999E-2,0.314,0.313,2.5219999999999998,null,3.3175082233916542,13.380198946056012,14.767473274937684]
[0.99957797459755815,29.995281114634629,0.95499999999999996,0.67200000000000004,-2.1999999999999999E-2,0.314,0.313,2.5219999999999998,null,3.3841344878378723,24.996887407362689,7.1527008936165748]
[0.50393169042939778,23.512752280317009,0.69399999999999995,0.55400000000000005,-2.1999999999999999E-2,0.314,0.313,2.5219999999999998,null,3.1358911216603995,24.257562806100125,14.194739785891002]
[7.7856443092402472E-2,8.1196242380373818,0.622,0.44800000000000001,-2.1999999999999999E-2,0.314,0.313,2.5219999999999998,null,2.0292890409646858,14.896502600548658,16.063637286156904]
[{"$f":"RAND()","v":0.57630536382637232},24.614380811438494,0.99299999999999999,0.34200000000000003,-2.1999999999999999E-2,0.314,0.313,2.5219999999999998,null,3.1826650432867263,11.594610248618421,24.330670977437272]
[0.67431953448163329,26.001230998143786,0.93200000000000005,0.32400000000000001,-2.1999999999999999E-2,0.314,0.313,2.5219999999999998,null,3.2385985606191232,11.728208685903999,16.833910748639529]
[0.67531844076063718,26.014826214778783,0.85799999999999998,0.48299999999999998,-2.1999999999999999E-2,0.314,0.313,2.5219999999999998,null,3.2391316751434451,18.617183317632293,12.216786212666818]
[4.2625479236411912E-2,7.3082861400943102,0.57299999999999995,0.45700000000000002,-2.1999999999999999E-2,0.314,0.313,2.5219999999999998,null,1.9163383973192056,15.552662744073828,33.772184401686253]
[5.0886043601360953E-2,7.5220538158750934,0.93899999999999995,0.41199999999999998,-2.1999999999999999E-2,0.314,0.313,2.5219999999999998,null,1.9473620024754463,9.881512078443853,11.049279782721269]
[3.6425064842682264E-4,5.2133807185604004,0.56799999999999995,0.40899999999999997,-2.1999999999999999E-2,0.314,0.313,2.5219999999999998,null,1.5466359490316568,12.420247574192569,25.402157229739824]
[8.1636610637221274E-2,8.1944602563895934,0.93899999999999995,0.63900000000000001,-2.1999999999999999E-2,0.314,0.313,2.5219999999999998,null,2.039090495018729,15.77434177659195,7.9082556223827565]
[0.48388057757628211,23.193750101668783,0.9,0.745,-2.1999999999999999E-2,0.314,0.313,2.5219999999999998,null,3.1219277162927654,26.690455843221127,9.7269893541207875]
[0.25457665161013865,18.921533031232507,0.78300000000000003,0.74299999999999999,-2.1999999999999999E-2,0.314,0.313,2.5219999999999998,null,2.9132746099637963,27.668239621665151,18.249580156589893]
[0.38488188535408996,21.511628709066496,0.61699999999999999,0.65200000000000002,-2.1999999999999999E-2,0.314,0.313,2.5219999999999998,null,3.0448872308081221,30.293898099929283,7.4404672438028676]
[0.76602211658907626,27.20998853997127,0.55000000000000004,0.45900000000000002,-2.1999999999999999E-2,0.314,0.313,2.5219999999999998,null,3.284920772659667,25.148442179467658,11.279361471391978]
[7.0469148696541417E-3,5.938543743629868,0.80800000000000005,0.372,-2.1999999999999999E-2,0.314,0.313,2.5219999999999998,null,1.6906835253767711,9.1751872074336394,20.947146202887588]
[0.33172127737176615,20.518009548294401,0.79,0.623,-2.1999999999999999E-2,0.314,0.313,2.5219999999999998,null,2.9964243308992127,23.663096080500463,21.694941315448688]
[0.71097166360359187,26.493652135780483,0.68799999999999994,0.74299999999999999,-2.1999999999999999E-2,0.314,0.313,2.5219999999999998,null,3.2577290054310399,34.054191114374376,15.76166040879939]
[0.96925843975935588,29.653616032037995,0.626,0.41799999999999998,-2.1999999999999999E-2,0.314,0.313,2.5219999999999998,null,3.3724808948238714,21.357256091249671,12.875574213665148]
[0.55332915168014518,24.272557307424531,0.51800000000000002,0.35099999999999998,-2.1999999999999999E-2,0.314,0.313,2.5219999999999998,null,3.168384375286835,19.371880560273461,7.4659807733953372]
[0.96044958505225941,29.553352088767603,0.52100000000000002,0.374,-2.1999999999999999E-2,0.314,0.313,2.5219999999999998,null,3.3690351294878296,21.946549627043957,26.277896903536927]
[0.45921373275844857,22.792104338135381,0.92700000000000005,0.65600000000000003,-2.1999999999999999E-2,0.314,0.313,2.5219999999999998,null,3.1040648199959975,22.854641584817522,5.4569007289714095]
[0.40478348736199921,21.865765447931111,0.61899999999999999,0.60399999999999998,-2.1999999999999999E-2,0.314,0.313,2.5219999999999998,null,3.0616073023069883,28.147228866572505,10.946149938606272]
[0.42394580023764483,22.198609360080862,0.63800000000000001,0.42599999999999999,-2.1999999999999999E-2,0.314,0.313,2.5219999999999998,null,3.077071140430724,19.502271202876475,16.759424937588513]
[0.96131977457145734,29.563277150833915,0.65200000000000002,0.73099999999999998,-2.1999999999999999E-2,0.314,0.313,2.5219999999999998,null,3.3693767536262493,36.175687044883979,12.292126141311183]
[0.50136696332769071,23.472307361479075,0.502,0.371,-2.1999999999999999E-2,0.314,0.313,2.5219999999999998,null,3.13413152036025,20.732618909218285,19.79582038098259]
[0.75015470157137154,27.006234041758908,0.69899999999999995,0.36099999999999999,-2.1999999999999999E-2,0.314,0.313,2.5219999999999998,null,3.2772613235118624,16.45096985257209,12.497021287301784]
[0.16405259363183866,9.5284185102505532,0.89,0.48699999999999999,-2.1999999999999999E-2,0.314,0.313,2.5219999999999998,null,2.199353513421443,13.150861516409904,12.928809198927183]
[0.33717540757978237,20.623452995036885,0.80100000000000005,0.63800000000000001,-2.1999999999999999E-2,0.314,0.313,2.5219999999999998,null,3.0016801104506539,24.022277243207519,9.7978914017122207]
[0.56441359259855062,24.438331990557696,0.67700000000000005,0.47799999999999998,-2.1999999999999999E-2,0.314,0.313,2.5219999999999998,null,3.1753355733322048,21.597625191106907,7.7326699786831758]
[0.26688552775382002,19.191063118475363,0.81299999999999994,0.54600000000000004,-2.1999999999999999E-2,0.314,0.313,2.5219999999999998,null,2.927806893272701,19.85827156725971,9.5832704850535393]
[0.19935165832618096,9.9918891504892837,0.53800000000000003,0.48399999999999999,-2.1999999999999999E-2,0.314,0.313,2.5219999999999998,null,2.2495116065003544,19.227742089877186,13.213904512081085]
[0.42316103251957704,22.185127739876911,0.69799999999999995,0.30299999999999999,-2.1999999999999999E-2,0.314,0.313,2.5219999999999998,null,3.0764494144569356,12.960186704512877,12.933914434269957]
[0.62459167795910253,25.311214265527337,0.66900000000000004,0.56499999999999995,-2.1999999999999999E-2,0.314,0.313,2.5219999999999998,null,3.2111603451729707,26.057701439307564,16.112986055363145]
[0.76897943364126708,27.247729564380798,0.55600000000000005,0.63400000000000001,-2.1999999999999999E-2,0.314,0.313,2.5219999999999998,null,3.286333097732093,34.467876391855832,19.543689559419757]
[0.67663863926572987,26.032778834868409,0.90600000000000003,0.70899999999999996,-2.1999999999999999E-2,0.314,0.313,2.5219999999999998,null,3.2398352229486469,26.230528607675712,12.156807094780657]
[3.0345908305987712E-2,6.9476238184640442,0.53500000000000003,0.53400000000000003,-2.1999999999999999E-2,0.314,0.313,2.5219999999999998,null,1.8617018581694442,18.766188830112863,17.111693145641848]
[0.88863035307954907,28.718105212277212,0.76100000000000001,0.52600000000000002,-2.1999999999999999E-2,0.314,0.313,2.5219999999999998,null,3.3398591307534642,22.927834020443473,8.1891342823602358]
[0.4256321802111771,22.227537734540014,0.88300000000000001,0.45900000000000002,-2.1999999999999999E-2,0.314,0.313,2.5219999999999998,null,{"$f":"-LN(-LN(1-(1/B473)))","v":3.0784039139766017},{"$f":"D473*(C473^((E473*J473)+F473-1))*EXP((G473*J473)+H473)","v":16.454868696398695},7.2223239659173899]
[0.69357864660574831,{"$f":"IF($B$13=\"exact vlaue\",$B$15,(IF(A474<=$B$17,($B$14+(SQRT(A474*($B$16-$B$14)*($B$15-$B$14)))),($B$16+((SQRT(A474)-1)*(SQRT(($B$16-$B$14)*($B$16-$B$15))))))))","v":26.261600517782419},{"$f":"IF($C$13=\"exact value\",$C$15,(RANDBETWEEN(($C$14*1000),($C$16*1000))/1000))","v":0.70499999999999996},{"$f":"IF($D$13=\"exact value\",$D$15,(RANDBETWEEN(($D$14*1000),($D$16*1000))/1000))","v":0.44},{"$f":"IF($E$13=\"exact value\",$E$15,(RANDBETWEEN(($E$14*1000),($E$16*1000))/1000))","v":-2.1999999999999999E-2},{"$f":"IF($F$13=\"exact value\",$F$15,(RANDBETWEEN(($F$14*1000),($F$16*1000))/1000))","v":0.314},{"$f":"IF($G$13=\"exact value\",$G$15,(RANDBETWEEN(($G$14*1000),($G$16*1000))/1000))","v":0.313},{"$f":"IF($H$13=\"exact value\",$H$15,(RANDBETWEEN(($H$14*1000),($H$16*1000))/1000))","v":2.5219999999999998},null,3.2487594444133983,19.740283626838142,17.818057418849676]
[0.30870590347932547,20.063206563006922,0.79300000000000004,0.33600000000000002,-2.1999999999999999E-2,0.314,0.313,2.5219999999999998,null,2.9734327839984149,12.633066352358831,9.1587028946606406]
[0.3136310439350809,20.161920672494645,0.85599999999999998,0.373,-2.1999999999999999E-2,0.314,0.313,2.5219999999999998,null,2.9784681845930412,13.262422709640335,8.0074166402968778]
[0.18976888817001392,9.8704323238550131,0.60899999999999999,0.33300000000000002,-2.1999999999999999E-2,0.314,0.313,2.5219999999999998,null,2.2366089885946061,12.025884784760677,11.662592233762163]
[0.38965345688736108,21.59735477302069,0.503,0.77500000000000002,-2.1999999999999999E-2,0.314,0.313,2.5219999999999998,null,3.0489603963039231,42.052577539976355,8.1510251440264678]
[0.77155216150909001,27.280503507954915,0.97599999999999998,0.59499999999999997,-2.1999999999999999E-2,0.314,0.313,2.5219999999999998,null,3.2875579308214364,21.12027640189849,7.9409448691437481]
[2.8781496853382271E-2,6.896756997264748,0.72899999999999998,0.70299999999999996,-2.1999999999999999E-2,0.314,0.313,2.5219999999999998,null,1.8537491619654667,19.678912512959123,13.466062739147254]
[0.19075228482701145,9.8830354906939224,0.77700000000000002,0.47399999999999998,-2.1999999999999999E-2,0.314,0.313,2.5219999999999998,null,2.237955632149879,14.316932506523928,14.811074079134787]
[0.67544843653164899,26.016594730919035,0.58599999999999997,0.56200000000000006,-2.1999999999999999E-2,0.314,0.313,2.5219999999999998,null,3.2392010037646037,28.913956379145585,10.308082046140969]
[0.39790313425338653,21.744339442525106,0.85599999999999998,0.40300000000000002,-2.1999999999999999E-2,0.314,0.313,2.5219999999999998,null,3.0559057936111431,14.684546443183205,16.475508790689279]
[0.97926059491346096,29.766911541201218,0.86099999999999999,0.308,-2.1999999999999999E-2,0.314,0.313,2.5219999999999998,null,3.3763602773680796,12.365735151432842,7.8146725647438995]
[0.330280983917008,20.490020282139223,0.995,0.47499999999999998,-2.1999999999999999E-2,0.314,0.313,2.5219999999999998,null,2.9950245651681611,15.161678555311294,23.04724077750188]
[0.33910913450929137,20.660632265447401,0.81100000000000005,0.53900000000000003,-2.1999999999999999E-2,0.314,0.313,2.5219999999999998,null,3.0035267237003,20.11799731446893,13.392776054577791]
[0.89263906323764652,28.765596082777492,0.81499999999999995,0.53700000000000003,-2.1999999999999999E-2,0.314,0.313,2.5219999999999998,null,3.341541060477919,22.231646104092665,18.682810778743743]
[0.455624547685193,22.732771581222671,0.59199999999999997,0.45300000000000001,-2.1999999999999999E-2,0.314,0.313,2.5219999999999998,null,3.1013987708659951,22.115508883560604,6.8757047912211]
[0.69490647459554544,26.2794177917471,0.54100000000000004,0.78,-2.1999999999999999E-2,0.314,0.313,2.5219999999999998,null,3.2494510003090427,42.775645230524688,10.987129406536576]
[0.89747896108948411,28.822792096835155,0.89900000000000002,0.52300000000000002,-2.1999999999999999E-2,0.314,0.313,2.5219999999999998,null,3.3435629574112928,20.110323231882635,18.286056596393408]
[0.81674226543690243,27.847514917216724,0.66400000000000003,0.78200000000000003,-2.1999999999999999E-2,0.314,0.313,2.5219999999999998,null,3.3085142212409391,37.42606655789573,9.2312651424488532]
[0.14816682121004421,9.3035860222906592,0.70099999999999996,0.52300000000000002,-2.1999999999999999E-2,0.314,0.313,2.5219999999999998,null,2.1740824096539297,16.693261024425901,24.733020197927516]
[0.12707224081919255,8.9854773995594392,0.67800000000000005,0.40200000000000002,-2.1999999999999999E-2,0.314,0.313,2.5219999999999998,null,2.1371970620904404,12.994111233224688,13.568024018834244]
[0.71455488766610731,26.541104369178907,0.89,0.76900000000000002,-2.1999999999999999E-2,0.314,0.313,2.5219999999999998,null,3.2595533219896589,29.01679320414549,7.7851493621148622]
[0.66442982918825122,25.866083914536389,0.59299999999999997,0.66,-2.1999999999999999E-2,0.314,0.313,2.5219999999999998,null,3.2332834684142644,33.587365495046534,24.495526759529511]
[0.18446988828290922,9.8019512737390055,0.68400000000000005,0.315,-2.1999999999999999E-2,0.314,0.313,2.5219999999999998,null,2.2292598862277826,10.420170183923204,21.261945636029374]
[0.91088926086519528,28.980468985849015,0.72299999999999998,0.69899999999999995,-2.1999999999999999E-2,0.314,0.313,2.5219999999999998,null,3.3491158034516357,31.771450382363884,27.703400078877657]
[0.90384437231826376,28.897781744103902,0.56699999999999995,0.64400000000000002,-2.1999999999999999E-2,0.314,0.313,2.5219999999999998,null,3.346207685041112,35.174093677395895,10.986043924199384]
[0.92588006369320097,29.155361493009572,0.68500000000000005,0.67100000000000004,-2.1999999999999999E-2,0.314,0.313,2.5219999999999998,null,3.3552390636925407,31.838284659701625,13.098392188928285]
[0.70441800762565265,26.406552408060591,0.58599999999999997,0.32700000000000001,-2.1999999999999999E-2,0.314,0.313,2.5219999999999998,null,3.2543717403000381,16.906692186998644,27.522394383137215]
[0.57839193023336333,24.645082928176624,0.56699999999999995,0.435,-2.1999999999999999E-2,0.314,0.313,2.5219999999999998,null,3.1839377848476555,22.53660991974315,13.855461223830567]
[0.35503287672575601,20.962849725959348,0.89200000000000002,0.35399999999999998,-2.1999999999999999E-2,0.314,0.313,2.5219999999999998,null,3.0184119667833471,12.357909608304551,7.7864271897870339]
[{"$f":"RAND()","v":0.74284032240660314},26.911584264374891,0.75700000000000001,0.42899999999999999,-2.1999999999999999E-2,0.314,0.313,2.5219999999999998,null,3.2736832312264506,18.3823598612016,6.0681774205310699]
[0.87558619941395688,28.562826138375666,0.68899999999999995,0.41,-2.1999999999999999E-2,0.314,0.313,2.5219999999999998,null,3.3343399556118243,19.238641599078768,5.2452162396019162]
[0.91316695812750281,29.007134316849481,0.94199999999999995,0.54800000000000004,-2.1999999999999999E-2,0.314,0.313,2.5219999999999998,null,3.3500518248577054,20.37845826694323,18.593317847826196]
[0.37729072634438088,21.374143237046724,0.92600000000000005,0.64300000000000002,-2.1999999999999999E-2,0.314,0.313,2.5219999999999998,null,3.03831992979539,21.96088556929687,15.151543638339856]
[0.70193042886738166,26.373385839109758,0.93600000000000005,0.32600000000000001,-2.1999999999999999E-2,0.314,0.313,2.5219999999999998,null,3.2530903628361894,11.816120970843802,6.8557083690930511]
[0.73399184827738229,26.796457906260521,0.75600000000000001,0.40300000000000002,-2.1999999999999999E-2,0.314,0.313,2.5219999999999998,null,3.2693137205374772,17.26150037630936,10.27914040401142]
[0.6948737333887367,26.278978663245233,0.67,0.4,-2.1999999999999999E-2,0.314,0.313,2.5219999999999998,null,3.2494339618168873,18.655460058785398,21.811044621251199]
[0.31462523982966784,20.181752999979764,0.51400000000000001,0.59399999999999997,-2.1999999999999999E-2,0.314,0.313,2.5219999999999998,null,2.9794767775164823,30.99667221936712,28.385974116924533]
[0.24611577339816681,18.732466158373906,0.63500000000000001,0.66900000000000004,-2.1999999999999999E-2,0.314,0.313,2.5219999999999998,null,2.9029530932718703,29.054968091346606,9.421465463588607]
[0.6164575927216257,25.195766230979874,0.85299999999999998,0.69099999999999995,-2.1999999999999999E-2,0.314,0.313,2.5219999999999998,null,3.2064951583052621,26.47774635714164,12.665717006332256]
[0.34751439149142116,20.821019498832868,0.502,0.71599999999999997,-2.1999999999999999E-2,0.314,0.313,2.5219999999999998,null,3.0114539376068752,38.433455148485805,34.009487554438415]
[0.61668534009755027,25.199009004954188,0.82,0.628,-2.1999999999999999E-2,0.314,0.313,2.5219999999999998,null,3.2066264944775136,24.793863946803381,25.406844246726777]
[0.48218812374962394,23.166524154712434,0.84699999999999998,0.75800000000000001,-2.1999999999999999E-2,0.314,0.313,2.5219999999999998,null,3.1207268957133278,28.418197926873479,33.012179537320819]
[0.19195433794162653,9.8983969053868357,0.88600000000000001,0.439,-2.1999999999999999E-2,0.314,0.313,2.5219999999999998,null,2.2395945403782691,12.046006661723867,10.59498792632642]
[0.42040788616031244,22.137731968367518,0.59599999999999997,0.30399999999999999,-2.1999999999999999E-2,0.314,0.313,2.5219999999999998,null,3.0742606100431193,14.636705695987636,20.213416836475115]
[3.517243459196584E-2,7.0967962046884123,0.76200000000000001,0.36899999999999999,-2.1999999999999999E-2,0.314,0.313,2.5219999999999998,null,1.884664395005504,10.101379571760086,12.366793474340673]
[0.20892547189284272,17.860021568179164,0.81799999999999995,0.53600000000000003,-2.1999999999999999E-2,0.314,0.313,2.5219999999999998,null,2.8538933374832491,18.955104269478031,9.0526806229854007]
[0.58240385366583469,24.703959888145221,0.71,0.46500000000000002,-2.1999999999999999E-2,0.314,0.313,2.5219999999999998,null,3.1863739772927624,20.339690659200382,14.263787521797079]
[0.4926699519750638,23.334382378033922,0.73799999999999999,0.54,-2.1999999999999999E-2,0.314,0.313,2.5219999999999998,null,3.1281075425471614,22.516176060963158,38.522902859978814]
[0.76189048100433754,27.157138763511185,0.98499999999999999,0.72699999999999998,-2.1999999999999999E-2,0.314,0.313,2.5219999999999998,null,3.2829396966234716,25.589723796186881,10.049086603002072]
[0.35023258067238261,20.87247141193378,0.83099999999999996,0.35,-2.1999999999999999E-2,0.314,0.313,2.5219999999999998,null,3.0139837114900363,12.869061450385542,18.082779701359829]
[0.92737269330857275,29.172697727249314,0.66,0.65500000000000003,-2.1999999999999999E-2,0.314,0.313,2.5219999999999998,null,3.355843994422147,31.975808471192849,8.5623941194482676]
[0.84471569992330231,28.190666895272912,0.88300000000000001,0.33300000000000002,-2.1999999999999999E-2,0.314,0.313,2.5219999999999998,null,3.32098672529724,12.888122668008103,13.787339682745861]
[0.7876587846636296,27.484455455879591,0.627,0.69699999999999995,-2.1999999999999999E-2,0.314,0.313,2.5219999999999998,null,3.2951465157447104,34.691068290196995,7.6323575851534828]
[0.73390270697594062,26.795294579964324,0.61099999999999999,0.65300000000000002,-2.1999999999999999E-2,0.314,0.313,2.5219999999999998,null,3.2692694699952409,32.868038896474403,12.289883925088295]
[0.48596376551264697,23.22719637142832,0.53700000000000003,0.39800000000000002,-2.1999999999999999E-2,0.314,0.313,2.5219999999999998,null,3.1234009171362169,21.06410853981577,7.2543036698214864]
[0.54102208334106017,24.086540101641745,0.76100000000000001,0.56399999999999995,-2.1999999999999999E-2,0.314,0.313,2.5219999999999998,null,3.160526392904214,23.217260062297253,12.711185810744318]
[0.10910729456545742,8.6930220444349064,0.875,0.318,-2.1999999999999999E-2,0.314,0.313,2.5219999999999998,null,2.1020393600007092,8.4318154117770199,8.9400569791703166]
[0.76516958460846152,27.199095078108943,0.77300000000000002,0.33700000000000002,-2.1999999999999999E-2,0.314,0.313,2.5219999999999998,null,3.2845127518524486,14.262217159277512,24.104469866355426]
[0.66827174783472532,25.918704074502138,0.83399999999999996,0.627,-2.1999999999999999E-2,0.314,0.313,2.5219999999999998,null,3.2353562853815334,24.662950089020299,7.4959791765697199]
[0.10257932966621852,8.5808401539690813,0.94299999999999995,0.79600000000000004,-2.1999999999999999E-2,0.314,0.313,2.5219999999999998,null,2.0882175626873019,19.893894470416367,9.3628291699802872]
[0.93356341977181356,29.244451788728043,0.61899999999999999,0.316,-2.1999999999999999E-2,0.314,0.313,2.5219999999999998,null,3.3583438960526131,16.20997398947711,5.9945271129137305]
[0.66196562902129563,25.832253317569879,0.629,0.67800000000000005,-2.1999999999999999E-2,0.314,0.313,2.5219999999999998,null,3.231948537863226,32.983352951651753,14.359639800797071]
[9.7326223770767273E-2,8.4879475299014899,0.95899999999999996,0.46300000000000002,-2.1999999999999999E-2,0.314,0.313,2.5219999999999998,null,2.0766256086498638,11.388305923715606,10.8220972990731]
[0.56319409276861443,24.420173790429196,0.68799999999999994,0.308,-2.1999999999999999E-2,0.314,0.313,2.5219999999999998,null,{"$f":"-LN(-LN(1-(1/B537)))","v":3.1745765237995043},{"$f":"D537*(C537^((E537*J537)+F537-1))*EXP((G537*J537)+H537)","v":13.74459981658636},6.8227925896267445]
[0.26417001123363049,{"$f":"IF($B$13=\"exact vlaue\",$B$15,(IF(A538<=$B$17,($B$14+(SQRT(A538*($B$16-$B$14)*($B$15-$B$14)))),($B$16+((SQRT(A538)-1)*(SQRT(($B$16-$B$14)*($B$16-$B$15))))))))","v":19.132144317313585},{"$f":"IF($C$13=\"exact value\",$C$15,(RANDBETWEEN(($C$14*1000),($C$16*1000))/1000))","v":0.50600000000000001},{"$f":"IF($D$13=\"exact value\",$D$15,(RANDBETWEEN(($D$14*1000),($D$16*1000))/1000))","v":0.69199999999999995},{"$f":"IF($E$13=\"exact value\",$E$15,(RANDBETWEEN(($E$14*1000),($E$16*1000))/1000))","v":-2.1999999999999999E-2},{"$f":"IF($F$13=\"exact value\",$F$15,(RANDBETWEEN(($F$14*1000),($F$16*1000))/1000))","v":0.314},{"$f":"IF($G$13=\"exact value\",$G$15,(RANDBETWEEN(($G$14*1000),($G$16*1000))/1000))","v":0.313},{"$f":"IF($H$13=\"exact value\",$H$15,(RANDBETWEEN(($H$14*1000),($H$16*1000))/1000))","v":2.5219999999999998},null,2.9246481580531318,35.887629749882166,15.472678266713658]
[0.28507399354900498,19.578206135107052,0.71799999999999997,0.73199999999999998,-2.1999999999999999E-2,0.314,0.313,2.5219999999999998,null,2.9483176237522857,29.417767518326652,17.200977455391499]
[0.73817963500536476,26.851030651267706,0.99399999999999999,0.317,-2.1999999999999999E-2,0.314,0.313,2.5219999999999998,null,3.2713873577074981,11.041404580808452,16.555134958036668]
[0.30626196489657198,20.013930620820066,0.96299999999999997,0.48399999999999999,-2.1999999999999999E-2,0.314,0.313,2.5219999999999998,null,2.9709096977640885,15.714000059897899,20.018086616670338]
[0.60667519507045187,25.055909946736548,0.59599999999999997,0.34799999999999998,-2.1999999999999999E-2,0.314,0.313,2.5219999999999998,null,3.2008143318928579,17.457326382900646,13.083864627825827]
[0.69150771890316787,26.233777986700453,0.66300000000000003,0.76,-2.1999999999999999E-2,0.314,0.313,2.5219999999999998,null,3.2476785889430717,35.708299194706804,14.013869368980522]
[0.15850873095377738,9.4512460468078121,0.57899999999999996,0.65500000000000003,-2.1999999999999999E-2,0.314,0.313,2.5219999999999998,null,2.1907512926860262,24.186360559138635,7.041305121639116]
[0.28044386736002425,19.480854487082002,0.93400000000000005,0.54500000000000004,-2.1999999999999999E-2,0.314,0.313,2.5219999999999998,null,2.9431994368007004,17.94860337608176,18.30886275470468]
[0.95219649521528504,29.458995923958824,0.59499999999999997,0.3,-2.1999999999999999E-2,0.314,0.313,2.5219999999999998,null,3.3657815137525167,15.896972078297908,21.541974000672688]
[0.24986970927519647,18.816746343639533,0.93200000000000005,0.70599999999999996,-2.1999999999999999E-2,0.314,0.313,2.5219999999999998,null,2.9075672787764861,23.02874007712888,12.031566416766463]
[4.0539958396755171E-2,7.251109681822367,0.56799999999999995,0.75,-2.1999999999999999E-2,0.314,0.313,2.5219999999999998,null,1.9078741398369947,25.616811679469414,9.7230374185961388]
[0.93448241765856177,29.255083196252524,0.59,0.44800000000000001,-2.1999999999999999E-2,0.314,0.313,2.5219999999999998,null,3.3587137617200264,23.83747932661387,22.020858900848864]
[0.9503307097376994,29.43760811347742,0.745,0.629,-2.1999999999999999E-2,0.314,0.313,2.5219999999999998,null,3.3650425389324541,28.088645082507295,7.0471568817974397]
[0.37011707011486505,21.24294235506116,0.91300000000000003,0.68600000000000005,-2.1999999999999999E-2,0.314,0.313,2.5219999999999998,null,3.0320123355792012,23.633209373392955,12.689492342462247]
[0.40723031746356553,21.908698583283261,0.60099999999999998,0.54800000000000004,-2.1999999999999999E-2,0.314,0.313,2.5219999999999998,null,3.0636154537415012,26.128660473039826,10.844662756621277]
[0.9044808632541852,28.905265574952868,0.92500000000000004,0.749,-2.1999999999999999E-2,0.314,0.313,2.5219999999999998,null,3.3464712405349011,28.209266789244243,13.266118665805378]
[0.46031830273641838,22.810317270951629,0.82099999999999995,0.60699999999999998,-2.1999999999999999E-2,0.314,0.313,2.5219999999999998,null,3.1048817729430445,23.181978587723737,11.088948919032015]
[0.39157050476074917,21.631648565216771,0.80700000000000005,0.46400000000000002,-2.1999999999999999E-2,0.314,0.313,2.5219999999999998,null,3.0505851860788975,17.645020926975086,14.47449121444515]
[0.40251112183388471,21.825777179328028,0.57099999999999995,0.65100000000000002,-2.1999999999999999E-2,0.314,0.313,2.5219999999999998,null,3.0597332583207058,32.219844515388161,29.241234301277636]
[0.56870315573865737,24.502047699207711,0.9,0.54300000000000004,-2.1999999999999999E-2,0.314,0.313,2.5219999999999998,null,3.1779944690588859,19.800555572042221,19.423169038636839]
[0.52201121381168913,23.794988174853156,0.67500000000000004,0.77100000000000002,-2.1999999999999999E-2,0.314,0.313,2.5219999999999998,null,3.1480846414390244,34.609634330629106,15.19371744493648]
[0.65921341390470356,25.794394087488914,0.54900000000000004,0.443,-2.1999999999999999E-2,0.314,0.313,2.5219999999999998,null,3.2304525238139097,23.877302136692329,13.124444586042596]
[0.62099281528278971,25.260228477455914,0.59499999999999997,0.46,-2.1999999999999999E-2,0.314,0.313,2.5219999999999998,null,3.2091027232661067,23.16731808930238,17.072527891757694]
[0.77838359127884582,27.36726476160862,0.73,0.505,-2.1999999999999999E-2,0.314,0.313,2.5219999999999998,null,3.2907931607388181,22.364999976466311,9.710321252280858]
[0.48462023226598849,23.205633729907312,0.80100000000000005,0.36499999999999999,-2.1999999999999999E-2,0.314,0.313,2.5219999999999998,null,3.1224514006645996,14.281024079429626,9.6369313021514351]
[0.85338702649194964,28.295881246768886,0.96899999999999997,0.60899999999999999,-2.1999999999999999E-2,0.314,0.313,2.5219999999999998,null,3.3247799786376122,21.990820351535685,20.118790509334183]
[0.64325470892224879,25.573292302072048,0.68100000000000005,0.47499999999999998,-2.1999999999999999E-2,0.314,0.313,2.5219999999999998,null,3.2216706501015913,21.687350598157497,23.931086541521591]
[6.7354722298849201E-2,7.9016099474871098,0.64600000000000002,0.34799999999999998,-2.1999999999999999E-2,0.314,0.313,2.5219999999999998,null,2.0001733904749828,11.150461137943244,14.032492711609558]
[1.2058403930347183E-2,6.2277216668664757,0.77400000000000002,0.35899999999999999,-2.1999999999999999E-2,0.314,0.313,2.5219999999999998,null,1.7427692853640349,9.2870227316119127,7.1143147283735475]
[{"$f":"RAND()","v":0.2776970893545555},19.4227214605231,0.77,0.45400000000000001,-2.1999999999999999E-2,0.314,0.313,2.5219999999999998,null,2.9401305936792492,17.267132637105217,33.926393591901537]
[0.38029673666136221,21.428749811851631,0.95899999999999996,0.56200000000000006,-2.1999999999999999E-2,0.314,0.313,2.5219999999999998,null,3.0409335024345263,18.71037792031111,10.645462873323135]
[0.15224661632714465,9.3624336144969682,0.56200000000000006,0.65100000000000002,-2.1999999999999999E-2,0.314,0.313,2.5219999999999998,null,2.1807589413430359,24.490578687233423,8.986728169697626]
[6.9285916642446321E-2,7.9429134510389172,0.59599999999999997,0.60899999999999999,-2.1999999999999999E-2,0.314,0.313,2.5219999999999998,null,2.005755120817085,20.732769831098896,12.053088512727411]
[0.68885304213068799,26.198051891399569,0.66800000000000004,0.72299999999999998,-2.1999999999999999E-2,0.314,0.313,2.5219999999999998,null,3.2462889783464934,33.761995814903841,12.989453976421547]
[0.26395904447011576,19.127554303182173,0.51200000000000001,0.49099999999999999,-2.1999999999999999E-2,0.314,0.313,2.5219999999999998,null,2.9244016601013749,25.237350189016272,6.7646223822490397]
[0.49293097671185193,23.338539579986794,0.79600000000000004,0.79700000000000004,-2.1999999999999999E-2,0.314,0.313,2.5219999999999998,null,3.1282896430536433,31.389435320075652,23.101707608117138]
[0.10979489860028535,8.7046406472201419,0.61699999999999999,0.73899999999999999,-2.1999999999999999E-2,0.314,0.313,2.5219999999999998,null,2.1034599899032664,25.318407287683861,9.5755432319521869]
[0.63953053960990836,25.521301932993925,0.97299999999999998,0.48799999999999999,-2.1999999999999999E-2,0.314,0.313,2.5219999999999998,null,3.2195944099352132,16.996518849547773,10.102052125890044]
[0.12520853975715995,8.9561430041954999,0.93700000000000006,0.67100000000000004,-2.1999999999999999E-2,0.314,0.313,2.5219999999999998,null,2.1337259930084631,17.09120649881358,32.348257143598381]
[0.5579178500085864,24.341383720399705,0.52500000000000002,0.69899999999999995,-2.1999999999999999E-2,0.314,0.313,2.5219999999999998,null,3.1712762471444278,38.224986248687422,8.2569141897589731]
[0.86405471043846671,28.424587969710934,0.72499999999999998,0.34100000000000003,-2.1999999999999999E-2,0.314,0.313,2.5219999999999998,null,3.3294007077162897,15.369591237584018,16.115803588989298]
[0.39515596256906993,21.695563723338879,0.55900000000000005,0.60499999999999998,-2.1999999999999999E-2,0.314,0.313,2.5219999999999998,null,3.053606363152817,30.365449962008903,11.375961706637153]
[0.43295949583313564,22.352570984659799,0.95099999999999996,0.67300000000000004,-2.1999999999999999E-2,0.314,0.313,2.5219999999999998,null,3.0841440328896992,22.85572270714821,16.690273437520435]
[0.81882798297504766,27.873301333215181,0.73199999999999998,0.60199999999999998,-2.1999999999999999E-2,0.314,0.313,2.5219999999999998,null,3.3094569031098278,26.764894996621802,10.506900895744357]
[0.45543487448071795,22.72962960686565,0.71299999999999997,0.74399999999999999,-2.1999999999999999E-2,0.314,0.313,2.5219999999999998,null,3.1012573914396477,31.56708049316078,8.5566406258903598]
[0.72628216952518765,26.695581263374603,0.94299999999999995,0.65800000000000003,-2.1999999999999999E-2,0.314,0.313,2.5219999999999998,null,3.2654692830411571,23.807923036141265,10.21633800663356]
[0.34995598775441794,20.867245000914952,0.79300000000000004,0.58599999999999997,-2.1999999999999999E-2,0.314,0.313,2.5219999999999998,null,3.0137270326560412,22.316895139814122,13.747638395453727]
[0.65465002770846603,25.731445966722809,0.74,0.77800000000000002,-2.1999999999999999E-2,0.314,0.313,2.5219999999999998,null,3.2279601516935945,33.423654959593271,22.676349612506971]
[0.91608071747356379,29.041197683224823,0.56899999999999995,0.57199999999999995,-2.1999999999999999E-2,0.314,0.313,2.5219999999999998,null,3.3512462629337096,31.209263959816369,20.687421693048424]
[0.78336853860254463,27.430335087845098,0.82599999999999996,0.42699999999999999,-2.1999999999999999E-2,0.314,0.313,2.5219999999999998,null,3.2931384284746796,17.231973201422409,13.832791293480932]
[0.7687824971494126,27.245218535834645,0.51600000000000001,0.66800000000000004,-2.1999999999999999E-2,0.314,0.313,2.5219999999999998,null,3.2862391932519746,38.430523182891072,13.515851206599864]
[0.96265031014511315,29.578444069690079,0.52400000000000002,0.40300000000000002,-2.1999999999999999E-2,0.314,0.313,2.5219999999999998,null,3.3698985789435985,23.551956722978527,4.4998479231131299]
[0.4902609097359234,23.295962740815057,0.80600000000000005,0.40300000000000002,-2.1999999999999999E-2,0.314,0.313,2.5219999999999998,null,3.1264230515473068,15.713756553649285,22.70953095938939]
[0.98040827082135618,29.77987431496738,0.82499999999999996,0.63,-2.1999999999999999E-2,0.314,0.313,2.5219999999999998,null,3.3768031811274293,26.132043951267686,7.886051433848051]
[0.81262699777497893,27.79653974773116,0.73499999999999999,0.58399999999999996,-2.1999999999999999E-2,0.314,0.313,2.5219999999999998,null,3.3066480870772348,25.860920794708623,21.230304906506337]
[9.5791016322884559E-2,8.4603290364300001,0.54500000000000004,0.64500000000000002,-2.1999999999999999E-2,0.314,0.313,2.5219999999999998,null,2.0731529877179264,23.961694251419967,14.938525625995721]
[0.25888455539990574,19.016590446806315,0.64,0.44700000000000001,-2.1999999999999999E-2,0.314,0.313,2.5219999999999998,null,2.9184239836867358,19.39619639192653,17.66344487620432]
[1.6148902458721692E-2,6.4207789438685428,0.70099999999999996,0.33700000000000002,-2.1999999999999999E-2,0.314,0.313,2.5219999999999998,null,1.7760834655885942,9.4670974940102468,12.244721402378062]
[0.7280320622822235,26.718524378768887,0.55100000000000005,0.47899999999999998,-2.1999999999999999E-2,0.314,0.313,2.5219999999999998,null,3.2663449513711167,26.049826722939446,12.378890878501119]
[0.11915469046576077,8.8593181144108986,0.54300000000000004,0.59199999999999997,-2.1999999999999999E-2,0.314,0.313,2.5219999999999998,null,2.1221824543706278,22.407762502269723,8.3599398192117835]
[0.39670610146467211,21.723107028711397,0.83899999999999997,0.61199999999999999,-2.1999999999999999E-2,0.314,0.313,2.5219999999999998,null,3.054905485384928,22.632433382207335,28.05935976009404]
[0.62684223924639204,25.343023781693169,0.68100000000000005,0.78800000000000003,-2.1999999999999999E-2,0.314,0.313,2.5219999999999998,null,3.2124419326419806,35.871598803392331,9.8562464794936169]
[0.18783052178679438,9.8454943218777267,0.69,0.59,-2.1999999999999999E-2,0.314,0.313,2.5219999999999998,null,2.233939006252641,19.421416339471548,15.509069108626376]
[0.74509394022743114,26.940796078255282,0.501,0.64400000000000002,-2.1999999999999999E-2,0.314,0.313,2.5219999999999998,null,{"$f":"-LN(-LN(1-(1/B601)))","v":3.2747889067144809},{"$f":"D601*(C601^((E601*J601)+F601-1))*EXP((G601*J601)+H601)","v":37.745822204680472},8.5553182481538617]
[0.90153382211904587,{"$f":"IF($B$13=\"exact vlaue\",$B$15,(IF(A602<=$B$17,($B$14+(SQRT(A602*($B$16-$B$14)*($B$15-$B$14)))),($B$16+((SQRT(A602)-1)*(SQRT(($B$16-$B$14)*($B$16-$B$15))))))))","v":28.870592232574399},{"$f":"IF($C$13=\"exact value\",$C$15,(RANDBETWEEN(($C$14*1000),($C$16*1000))/1000))","v":0.59},{"$f":"IF($D$13=\"exact value\",$D$15,(RANDBETWEEN(($D$14*1000),($D$16*1000))/1000))","v":0.77500000000000002},{"$f":"IF($E$13=\"exact value\",$E$15,(RANDBETWEEN(($E$14*1000),($E$16*1000))/1000))","v":-2.1999999999999999E-2},{"$f":"IF($F$13=\"exact value\",$F$15,(RANDBETWEEN(($F$14*1000),($F$16*1000))/1000))","v":0.314},{"$f":"IF($G$13=\"exact value\",$G$15,(RANDBETWEEN(($G$14*1000),($G$16*1000))/1000))","v":0.313},{"$f":"IF($H$13=\"exact value\",$H$15,(RANDBETWEEN(($H$14*1000),($H$16*1000))/1000))","v":2.5219999999999998},null,3.3452495762248255,41.05687577141282,16.053235856128175]
[0.76064856884825871,27.141224860809583,0.58499999999999996,0.59,-2.1999999999999999E-2,0.314,0.313,2.5219999999999998,null,3.2823423935188547,30.822673144032105,11.386470652425704]
[0.87749673404402806,28.585641310625086,0.76300000000000001,0.308,-2.1999999999999999E-2,0.314,0.313,2.5219999999999998,null,3.3351528005715765,13.378590894764136,10.340599075371303]
[0.87370743607273849,28.540366084871636,0.81799999999999995,0.53800000000000003,-2.1999999999999999E-2,0.314,0.313,2.5219999999999998,null,3.3335391165775929,22.1546330516769,13.671367751677371]
[0.16482401819086256,9.5390530150966306,0.92,0.54900000000000004,-2.1999999999999999E-2,0.314,0.313,2.5219999999999998,null,2.2005331231383409,14.473891809993239,12.221411066147624]
[0.13494031363025116,9.1070109816972007,0.60499999999999998,0.505,-2.1999999999999999E-2,0.314,0.313,2.5219999999999998,null,2.1514505528191066,17.827213316961856,18.966443201051877]
[0.34732785329635107,20.817481198680319,0.61,0.70899999999999996,-2.1999999999999999E-2,0.314,0.313,2.5219999999999998,null,3.0112797319064164,32.86684172685672,8.4885886050132555]
[0.88471648210896636,28.671634435627695,0.623,0.47199999999999998,-2.1999999999999999E-2,0.314,0.313,2.5219999999999998,null,3.3382105850061423,23.937770808657675,18.033949456078574]
[0.64804661163644262,25.639967597200172,0.63900000000000001,0.71,-2.1999999999999999E-2,0.314,0.313,2.5219999999999998,null,3.2243270388700198,34.046189092529367,19.311684961854418]
[0.78884290912635924,27.499366915863121,0.6,0.626,-2.1999999999999999E-2,0.314,0.313,2.5219999999999998,null,3.2956990839727216,32.220821989178567,9.3520905010046356]
[0.29765517636931105,19.838811533440154,0.84699999999999998,0.45200000000000001,-2.1999999999999999E-2,0.314,0.313,2.5219999999999998,null,2.9618911497707816,16.11471224656902,12.753150512959492]
[0.18185721050087722,9.767824589119197,0.747,0.59599999999999997,-2.1999999999999999E-2,0.314,0.313,2.5219999999999998,null,2.225577249825812,18.457529792630922,16.310317786385195]
[0.37885533452727749,21.402592628890602,0.77300000000000002,0.63700000000000001,-2.1999999999999999E-2,0.314,0.313,2.5219999999999998,null,3.0396824234482471,24.935235426552612,15.195277811947838]
[0.50195557747378505,23.481598746000671,0.82099999999999995,0.48399999999999999,-2.1999999999999999E-2,0.314,0.313,2.5219999999999998,null,3.1345360265212174,18.659245524564056,14.421415059122815]
[0.69259076128539598,26.248333649756731,0.86399999999999999,0.65,-2.1999999999999999E-2,0.314,0.313,2.5219999999999998,null,3.248244196118772,24.994233095056277,27.474464583495855]
[0.25795736885885978,18.996198512164902,0.86499999999999999,0.379,-2.1999999999999999E-2,0.314,0.313,2.5219999999999998,null,2.9173215611438068,13.114233462506093,28.201080775586348]
[0.10124316794577015,8.5574423387064584,0.97199999999999998,0.60199999999999998,-2.1999999999999999E-2,0.314,0.313,2.5219999999999998,null,2.0853104473841837,14.702084019055739,10.252654527049945]
[0.29909505991454277,19.868282975671981,0.96199999999999997,0.64500000000000002,-2.1999999999999999E-2,0.314,0.313,2.5219999999999998,null,2.9634146208408518,20.908290090611622,7.5598235573122468]
[0.48879353476157206,23.272514632441229,0.77,0.49399999999999999,-2.1999999999999999E-2,0.314,0.313,2.5219999999999998,null,3.1253935836747821,19.931387465629648,9.7685277272517119]
[0.13750330379198705,9.1458307941832828,0.94,0.624,-2.1999999999999999E-2,0.314,0.313,2.5219999999999998,null,2.1559607752597651,15.968086869018189,8.3180442982647147]
[0.89880133520873584,28.838392553865173,0.53100000000000003,0.41,-2.1999999999999999E-2,0.314,0.313,2.5219999999999998,null,3.3441137294387979,23.521443268515601,8.0954053815453655]
[0.53394813409511932,23.978661308643133,0.89700000000000002,0.76700000000000002,-2.1999999999999999E-2,0.314,0.313,2.5219999999999998,null,3.1559407772497736,27.845068078974585,9.8729502486810006]
[0.53741630687259523,24.03164017784275,0.77500000000000002,0.79800000000000004,-2.1999999999999999E-2,0.314,0.313,2.5219999999999998,null,3.158195384348669,32.376554897629028,27.549935912622839]
[0.15313578235946701,9.37515403099518,0.73099999999999998,0.47599999999999998,-2.1999999999999999E-2,0.314,0.313,2.5219999999999998,null,2.1821962785150104,14.771291185066028,17.120226441313307]
[0.21955365414859584,18.116763953044643,0.71899999999999997,0.44800000000000001,-2.1999999999999999E-2,0.314,0.313,2.5219999999999998,null,2.8685823385413625,17.532050599169761,9.5716999362413464]
[0.68770050760036749,26.18251988957412,0.53300000000000003,0.31,-2.1999999999999999E-2,0.314,0.313,2.5219999999999998,null,3.2456842390325376,17.172359521413334,22.89680086857771]
[0.62766607174514721,25.354653579827058,0.68400000000000005,0.66900000000000004,-2.1999999999999999E-2,0.314,0.313,2.5219999999999998,null,3.2129100808208069,30.35788333724139,13.651926222800702]
[0.78566457878079521,27.459317434648668,0.52500000000000002,0.52100000000000002,-2.1999999999999999E-2,0.314,0.313,2.5219999999999998,null,3.2942142938197061,29.660347478802397,12.69958472427226]
[0.70170495646159647,26.370376741675109,0.60499999999999998,0.51800000000000002,-2.1999999999999999E-2,0.314,0.313,2.5219999999999998,null,3.2529740262273159,26.130357994933348,13.736236514013749]
[{"$f":"RAND()","v":3.5871683342259431E-2},7.1175364029415,0.53200000000000003,0.68100000000000005,-2.1999999999999999E-2,0.314,0.313,2.5219999999999998,null,1.8878154877222046,24.236197012247803,12.556046139230173]
[4.050873086417528E-2,7.2502425109356352,0.68,0.39400000000000002,-2.1999999999999999E-2,0.314,0.313,2.5219999999999998,null,1.9077452108989263,11.804381188016043,13.35540831790065]
[0.1586402063696859,9.4530917120817008,0.55800000000000005,0.68600000000000005,-2.1999999999999999E-2,0.314,0.313,2.5219999999999998,null,2.1909578922338726,26.029288141452554,12.843354536606439]
[0.77664739210211897,27.345250704202002,0.76100000000000001,0.63300000000000001,-2.1999999999999999E-2,0.314,0.313,2.5219999999999998,null,3.2899732718569417,27.156239048592774,16.28330729666267]
[0.65649332161362628,25.756899003823879,0.78500000000000003,0.54300000000000004,-2.1999999999999999E-2,0.314,0.313,2.5219999999999998,null,3.2289686893411855,22.315431719864986,22.986818175333354]
[8.8734020574494088E-2,8.3304282865439028,0.55500000000000005,0.51300000000000001,-2.1999999999999999E-2,0.314,0.313,2.5219999999999998,null,2.0566557109367749,18.705214097783763,7.5987330518375664]
[0.42907487616972806,22.28641680025769,0.95299999999999996,0.54700000000000004,-2.1999999999999999E-2,0.314,0.313,2.5219999999999998,null,3.0811110842387728,18.529587129382445,9.8075699043776634]
[0.74663939270863811,26.960802993007231,0.78100000000000003,0.499,-2.1999999999999999E-2,0.314,0.313,2.5219999999999998,null,3.2755454692193742,20.894258572319778,19.690943552863029]
[0.62451834550577745,25.310176818639228,0.752,0.34300000000000003,-2.1999999999999999E-2,0.314,0.313,2.5219999999999998,null,3.2111185193452445,14.479202653539602,11.364050847640922]
[0.42193909052427925,22.164110938197926,0.69399999999999995,0.47599999999999998,-2.1999999999999999E-2,0.314,0.313,2.5219999999999998,null,3.0754794198954301,20.441911107514194,9.5362174781204132]
[0.43189126155088731,22.334408886709578,0.81,0.78600000000000003,-2.1999999999999999E-2,0.314,0.313,2.5219999999999998,null,3.0833122772478765,30.118111328020213,15.10456608446645]
[0.58890842695381007,24.79898844664628,0.90200000000000002,0.59499999999999997,-2.1999999999999999E-2,0.314,0.313,2.5219999999999998,null,3.1902935583856151,21.744517472511799,18.360408509320806]
[0.21199455864491745,17.934818237359679,0.84699999999999998,0.51900000000000002,-2.1999999999999999E-2,0.314,0.313,2.5219999999999998,null,2.8581950099040951,17.905691936668699,17.870135458628202]
[0.47673119850362988,23.07841343839436,0.58099999999999996,0.78600000000000003,-2.1999999999999999E-2,0.314,0.313,2.5219999999999998,null,3.116830789798041,39.114945176329201,12.284263221189086]
[0.17080323810898412,9.6206498204931101,0.79800000000000004,0.71199999999999997,-2.1999999999999999E-2,0.314,0.313,2.5219999999999998,null,2.20953797870277,20.898351732194346,13.565354932806429]
[0.61910887272936099,25.233479379809147,0.81,0.70499999999999996,-2.1999999999999999E-2,0.314,0.313,2.5219999999999998,null,3.2080215198661475,28.105908869857558,5.7164541010898171]
[0.5204183889440811,23.770321262508752,0.59599999999999997,0.73,-2.1999999999999999E-2,0.314,0.313,2.5219999999999998,null,3.1470248610149043,35.986826830839242,9.5587993034337533]
[0.47917539446724544,23.117940875228747,0.90900000000000003,0.45800000000000002,-2.1999999999999999E-2,0.314,0.313,2.5219999999999998,null,3.1185805040540338,16.268438870371895,13.824237004812325]
[0.61641365747419141,25.195140591396139,0.63400000000000001,0.442,-2.1999999999999999E-2,0.314,0.313,2.5219999999999998,null,3.206469817178228,21.198719590160401,14.043156905712534]
[0.77655958616215748,27.344136719480776,0.76600000000000001,0.70299999999999996,-2.1999999999999999E-2,0.314,0.313,2.5219999999999998,null,3.2899317648667865,30.009487139299004,9.5543110250352594]
[0.78256962728908519,27.420240669828289,0.59499999999999997,0.53900000000000003,-2.1999999999999999E-2,0.314,0.313,2.5219999999999998,null,3.29276343751738,27.892924717801613,8.9426354098284726]
[0.82416356821666581,27.939117862129741,0.877,0.61699999999999999,-2.1999999999999999E-2,0.314,0.313,2.5219999999999998,null,3.311858956156871,23.934592339370106,8.9859861054055532]
[0.80431663296317135,27.693205546345336,0.58399999999999996,0.59699999999999998,-2.1999999999999999E-2,0.314,0.313,2.5219999999999998,null,3.3028544362341514,31.437621666867859,10.07451500366523]
[0.61686462737489833,25.201561360103543,0.52800000000000002,0.65,-2.1999999999999999E-2,0.314,0.313,2.5219999999999998,null,3.2067298557393897,35.805436900490577,13.843768865840088]
[0.21244754775695995,17.945812056778809,0.97,0.35599999999999998,-2.1999999999999999E-2,0.314,0.313,2.5219999999999998,null,2.8588257237437085,11.098374167407679,15.75587558940885]
[0.69677578207145496,26.304472006751094,0.75800000000000001,0.754,-2.1999999999999999E-2,0.314,0.313,2.5219999999999998,null,3.2504226407283174,32.037398099432011,16.724892602774922]
[0.13461595819384109,9.1020720098786825,0.98599999999999999,0.72799999999999998,-2.1999999999999999E-2,0.314,0.313,2.5219999999999998,null,2.1508752609599382,17.959311709725323,17.627222526011508]
[0.20401539013331105,17.739206118746424,0.79200000000000004,0.50800000000000001,-2.1999999999999999E-2,0.314,0.313,2.5219999999999998,null,2.8469057090955969,18.363849745353509,16.514024241025009]
[0.43251634048842513,22.345039188868252,0.79300000000000004,0.748,-2.1999999999999999E-2,0.314,0.313,2.5219999999999998,null,3.0837991890117902,29.128507624135313,20.673932760555058]
[0.41537288832427843,22.050650634167635,0.625,0.36899999999999999,-2.1999999999999999E-2,0.314,0.313,2.5219999999999998,null,3.0702265348586462,17.11903748802948,10.903318092994766]
[0.24082486362169298,18.61258007842973,0.89200000000000002,0.59399999999999997,-2.1999999999999999E-2,0.314,0.313,2.5219999999999998,null,2.8963526306159237,19.95275531708463,15.707468723320542]
[0.19078443805987744,9.8834470159391188,0.78700000000000003,0.73199999999999998,-2.1999999999999999E-2,0.314,0.313,2.5219999999999998,null,2.2379995728479565,21.903095960142231,15.431941865331762]
[0.23418926693684627,18.460347600830296,0.61099999999999999,0.44400000000000001,-2.1999999999999999E-2,0.314,0.313,2.5219999999999998,null,2.887907991465271,19.751879155666572,25.531567011458772]
[0.2730429718112134,19.323561146243271,0.505,0.76300000000000001,-2.1999999999999999E-2,0.314,0.313,2.5219999999999998,null,2.9348740776826983,39.761674871956494,25.044511041524217]
[0.4729986120533286,23.017854161195899,0.81299999999999994,0.67200000000000004,-2.1999999999999999E-2,0.314,0.313,2.5219999999999998,null,{"$f":"-LN(-LN(1-(1/B665)))","v":3.1141441295690275},{"$f":"D665*(C665^((E665*J665)+F665-1))*EXP((G665*J665)+H665)","v":25.930819997868618},9.1463057386332594]
[0.43000830591770212,{"$f":"IF($B$13=\"exact vlaue\",$B$15,(IF(A666<=$B$17,($B$14+(SQRT(A666*($B$16-$B$14)*($B$15-$B$14)))),($B$16+((SQRT(A666)-1)*(SQRT(($B$16-$B$14)*($B$16-$B$15))))))))","v":22.302340137654852},{"$f":"IF($C$13=\"exact value\",$C$15,(RANDBETWEEN(($C$14*1000),($C$16*1000))/1000))","v":0.53900000000000003},{"$f":"IF($D$13=\"exact value\",$D$15,(RANDBETWEEN(($D$14*1000),($D$16*1000))/1000))","v":0.51700000000000002},{"$f":"IF($E$13=\"exact value\",$E$15,(RANDBETWEEN(($E$14*1000),($E$16*1000))/1000))","v":-2.1999999999999999E-2},{"$f":"IF($F$13=\"exact value\",$F$15,(RANDBETWEEN(($F$14*1000),($F$16*1000))/1000))","v":0.314},{"$f":"IF($G$13=\"exact value\",$G$15,(RANDBETWEEN(($G$14*1000),($G$16*1000))/1000))","v":0.313},{"$f":"IF($H$13=\"exact value\",$H$15,(RANDBETWEEN(($H$14*1000),($H$16*1000))/1000))","v":2.5219999999999998},null,3.0818419574717493,26.917665562711345,36.575796395153603]
[0.37844820816997005,21.395195481959945,0.91300000000000003,0.39500000000000002,-2.1999999999999999E-2,0.314,0.313,2.5219999999999998,null,3.0393283391076955,13.639439998794895,11.078156510739799]
[0.39497119168065364,21.692277061210163,0.66800000000000004,0.35599999999999998,-2.1999999999999999E-2,0.314,0.313,2.5219999999999998,null,3.0534512298805705,15.623675093380086,5.3657886243152166]
[0.7022905703767619,26.378191193883364,0.96299999999999997,0.43,-2.1999999999999999E-2,0.314,0.313,2.5219999999999998,null,3.2532761176132996,15.254388562689584,14.565637431043113]
[0.267856821538347,19.212064530877591,0.91300000000000003,0.55700000000000005,-2.1999999999999999E-2,0.314,0.313,2.5219999999999998,null,2.9289304051287499,18.575981957569944,14.128660410815154]
[0.89741098877358616,28.821989895909805,0.67900000000000005,0.441,-2.1999999999999999E-2,0.314,0.313,2.5219999999999998,null,3.3435346276122258,20.986233696067547,11.328823246578523]
[0.56189301761777632,24.400779254838621,0.63,0.73299999999999998,-2.1999999999999999E-2,0.314,0.313,2.5219999999999998,null,3.1737651559153357,34.952705173302455,23.702432675187364]
[0.15517671952040912,9.4042127491813048,0.57899999999999996,0.55100000000000005,-2.1999999999999999E-2,0.314,0.313,2.5219999999999998,null,2.1854720079650893,20.311201889226769,11.807872299408317]
[0.4238027686026159,22.19615313265437,0.88700000000000001,0.78100000000000003,-2.1999999999999999E-2,0.314,0.313,2.5219999999999998,null,3.0769578964697177,27.890419772293349,22.194599051070906]
[0.18764636250788524,9.8431183460127905,0.86299999999999999,0.752,-2.1999999999999999E-2,0.314,0.313,2.5219999999999998,null,2.2336842497968661,20.998275812050739,20.256697813882745]
[0.5394363301270314,24.062418747008103,0.60699999999999998,0.79300000000000004,-2.1999999999999999E-2,0.314,0.313,2.5219999999999998,null,3.1595028880825655,38.712497588479913,19.006303438989907]
[3.7924400319524931E-2,7.1772804228993143,0.98199999999999998,0.42899999999999999,-2.1999999999999999E-2,0.314,0.313,2.5219999999999998,null,1.8968371813488059,9.8024284073197414,11.470645124386307]
[0.7547313546523966,27.065222451827974,0.96899999999999997,0.34899999999999998,-2.1999999999999999E-2,0.314,0.313,2.5219999999999998,null,3.2794848313926357,12.424495936913571,12.089811502169166]
[0.85904525082899519,28.364247858518645,0.53300000000000003,0.57499999999999996,-2.1999999999999999E-2,0.314,0.313,2.5219999999999998,null,3.3272370826056776,32.712387140655437,21.844233600528096]
[0.75781097803465136,27.104815056044174,0.51500000000000001,0.67900000000000005,-2.1999999999999999E-2,0.314,0.313,2.5219999999999998,null,3.2809744655123936,39.053451042762823,12.689124758532827]
[0.83306519553903546,28.048450480099152,0.54900000000000004,0.64,-2.1999999999999999E-2,0.314,0.313,2.5219999999999998,null,3.3158364688451574,35.469682263697145,18.355110908171085]
[0.15796170964448775,9.4435586758319019,0.61499999999999999,0.68100000000000005,-2.1999999999999999E-2,0.314,0.313,2.5219999999999998,null,2.1898903255880766,24.050376715172082,21.958478133493212]
[0.41796938204650369,22.095623038074741,0.55000000000000004,0.65800000000000003,-2.1999999999999999E-2,0.314,0.313,2.5219999999999998,null,3.0723119308467726,33.636365482306637,12.189878275130788]
[0.13074281448147296,9.0426293189190776,0.90300000000000002,0.3,-2.1999999999999999E-2,0.314,0.313,2.5219999999999998,null,2.1439252245777842,7.876492987478704,14.218250481475248]
[0.97137921342762557,29.677686922963474,0.63600000000000001,0.60799999999999998,-2.1999999999999999E-2,0.314,0.313,2.5219999999999998,null,3.3733063730331114,30.701265604342147,20.832115788564622]
[0.79355370905302292,27.558578607946771,0.96599999999999997,0.76200000000000001,-2.1999999999999999E-2,0.314,0.313,2.5219999999999998,null,3.2978902596609228,27.348738197893827,21.524624915977899]
[0.13051743102587621,9.0391433346979078,0.874,0.63500000000000001,-2.1999999999999999E-2,0.314,0.313,2.5219999999999998,null,2.1435161367446081,17.073510461843973,12.705546948606774]
[0.42557979565319026,22.226639986582541,0.84399999999999997,0.50800000000000001,-2.1999999999999999E-2,0.314,0.313,2.5219999999999998,null,3.0783625800884913,18.841979662992809,14.012485819706988]
[0.28546172549732662,19.586322474464655,0.76900000000000002,0.64800000000000002,-2.1999999999999999E-2,0.314,0.313,2.5219999999999998,null,2.9487431527398114,24.737477251373882,14.878676792031463]
[0.85262200547033717,28.286620356863619,0.83499999999999996,0.38800000000000001,-2.1999999999999999E-2,0.314,0.313,2.5219999999999998,null,3.324446676296128,15.684803306587241,12.159639680383899]
[0.69086152303914894,26.225087939023886,0.65400000000000003,0.755,-2.1999999999999999E-2,0.314,0.313,2.5219999999999998,null,3.2473407565352383,35.838620212611026,22.495265994053014]
[0.23802268717297881,18.548552259682154,0.96199999999999997,0.76200000000000001,-2.1999999999999999E-2,0.314,0.313,2.5219999999999998,null,2.8928095695100517,24.159614495849382,13.781609485906493]
[0.16405892006956024,9.5285058251806447,0.98399999999999999,0.39900000000000002,-2.1999999999999999E-2,0.314,0.313,2.5219999999999998,null,2.1993632043226978,10.008672958750848,12.090936287823464]
[0.58558205293681753,24.750457722796011,0.97099999999999997,0.45600000000000002,-2.1999999999999999E-2,0.314,0.313,2.5219999999999998,null,3.188293763317664,15.751346471058493,15.149525195468344]
[{"$f":"RAND()","v":0.6928893093511761},26.252344016841732,0.871,0.68700000000000006,-2.1999999999999999E-2,0.314,0.313,2.5219999999999998,null,3.2483999756393258,26.257303274334081,15.571450330854926]
[0.4847964609370482,23.208463761771366,0.66500000000000004,0.751,-2.1999999999999999E-2,0.314,0.313,2.5219999999999998,null,3.1225760732747769,33.815150987501212,17.573051491185598]
[0.65129121064147533,25.684973588644489,0.71,0.39100000000000001,-2.1999999999999999E-2,0.314,0.313,2.5219999999999998,null,3.226116126092748,17.322098868902454,15.126082812756408]
[0.6220045137739274,25.274576301593783,0.95299999999999996,0.64700000000000002,-2.1999999999999999E-2,0.314,0.313,2.5219999999999998,null,3.2096821834767115,22.820178651585813,6.4664875100744181]
[0.30705851306501941,20.030012559674518,0.68700000000000006,0.40200000000000002,-2.1999999999999999E-2,0.314,0.313,2.5219999999999998,null,2.9717338448887562,16.826123140340997,37.003105808052247]
[0.42332705385051794,22.187980882439231,0.76700000000000002,0.53400000000000003,-2.1999999999999999E-2,0.314,0.313,2.5219999999999998,null,3.076581023844235,21.275139582406791,10.698036396012244]
[0.13245799623973575,9.069060030273203,0.83099999999999996,0.51,-2.1999999999999999E-2,0.314,0.313,2.5219999999999998,null,2.1470214809409498,14.24510810622461,13.342790576853073]
[0.37017622602106304,21.244029446831561,0.97199999999999998,0.39,-2.1999999999999999E-2,0.314,0.313,2.5219999999999998,null,3.0320647623051258,12.817407004253763,13.025098960576097]
[0.39734108500500209,21.734374056133824,0.90100000000000002,0.72499999999999998,-2.1999999999999999E-2,0.314,0.313,2.5219999999999998,null,3.0554364258114854,25.413769582750504,12.997092038442075]
[0.15630165118590655,9.4201477801356734,0.80600000000000005,0.67,-2.1999999999999999E-2,0.314,0.313,2.5219999999999998,null,2.1872637765057203,19.384324836362335,8.1034370102115876]
[0.93271193222430793,29.23459670186514,0.51900000000000002,0.32200000000000001,-2.1999999999999999E-2,0.314,0.313,2.5219999999999998,null,3.3580009162590292,18.882136224845521,10.382329536253874]
[1.4232607455362256E-3,5.4217909354076115,0.91900000000000004,0.442,-2.1999999999999999E-2,0.314,0.313,2.5219999999999998,null,1.5902168820299158,9.6233598720717684,18.836494190998113]
[0.1735822625894119,9.6580878935112935,0.55900000000000005,0.34,-2.1999999999999999E-2,0.314,0.313,2.5219999999999998,null,2.213642531487535,12.979436734329248,13.548062730769791]
[0.75924467158714248,27.123219624084701,0.54600000000000004,0.56399999999999995,-2.1999999999999999E-2,0.314,0.313,2.5219999999999998,null,3.2816661649472878,31.039879197008499,14.557842936862011]
[3.1138261829890213E-2,6.9728869021655235,0.69899999999999995,0.55500000000000005,-2.1999999999999999E-2,0.314,0.313,2.5219999999999998,null,1.8656281008708013,16.078968602465896,23.483683463649683]
[0.71726420826537418,26.576904657360078,0.58699999999999997,0.499,-2.1999999999999999E-2,0.314,0.313,2.5219999999999998,null,3.260927475909527,25.821113509016726,12.485542060595412]
[3.590381576090651E-2,7.1184845928430338,0.96199999999999997,0.58899999999999997,-2.1999999999999999E-2,0.314,0.313,2.5219999999999998,null,1.887959309802165,13.62338063797859,19.241543217792572]
[0.63261660198398706,25.424378588470958,0.65900000000000003,0.53100000000000003,-2.1999999999999999E-2,0.314,0.313,2.5219999999999998,null,3.2157122172471038,24.806646781310068,11.613851728475796]
[0.76642983942685727,27.215196187865899,0.89400000000000002,0.44900000000000001,-2.1999999999999999E-2,0.314,0.313,2.5219999999999998,null,3.2851157692574833,17.021426063879026,18.65185825376923]
[0.90640294730006499,28.927849381569789,0.95599999999999996,0.57199999999999995,-2.1999999999999999E-2,0.314,0.313,2.5219999999999998,null,3.3472661457703956,21.015490498073408,6.4530621194397577]
[0.87892228123546268,28.602648696829551,0.91700000000000004,0.73199999999999998,-2.1999999999999999E-2,0.314,0.313,2.5219999999999998,null,3.3357582996545063,27.658048573904097,16.363501790940777]
[8.3585015365031601E-2,8.2323562490277808,0.88200000000000001,0.32300000000000001,-2.1999999999999999E-2,0.314,0.313,2.5219999999999998,null,2.0440173203840479,8.3599898362662071,9.3339327885647894]
[0.42449281812319062,22.207999268127299,0.55000000000000004,0.72,-2.1999999999999999E-2,0.314,0.313,2.5219999999999998,null,3.077503942368883,36.868128646103358,34.434712208801315]
[0.39018174756054091,21.606813693061088,0.85399999999999998,0.41899999999999998,-2.1999999999999999E-2,0.314,0.313,2.5219999999999998,null,3.0494088099352168,15.263065102745637,6.0545165356812873]
[0.26102070485937745,19.063432988350016,0.72699999999999998,0.54700000000000004,-2.1999999999999999E-2,0.314,0.313,2.5219999999999998,null,2.9209517757020356,21.588401982106397,10.543822631086812]
[0.6569438539748319,25.763114722496717,0.97399999999999998,0.35099999999999998,-2.1999999999999999E-2,0.314,0.313,2.5219999999999998,null,3.2292148231948863,12.252361562845712,9.2224791102728272]
[0.27527114979048362,19.371139133220971,0.78100000000000003,0.629,-2.1999999999999999E-2,0.314,0.313,2.5219999999999998,null,2.9373996501728272,23.649006532219801,10.912425825789054]
[0.52043207801463054,23.77053341581064,0.90700000000000003,0.42299999999999999,-2.1999999999999999E-2,0.314,0.313,2.5219999999999998,null,3.147033980685181,15.185775027105565,13.966142317233391]
[0.19627466045063569,9.9532143660788055,0.78600000000000003,0.753,-2.1999999999999999E-2,0.314,0.313,2.5219999999999998,null,2.2454211723997686,22.605874496931452,14.887314710470267]
[0.16538151723237182,9.5467229576967263,0.94599999999999995,0.30599999999999999,-2.1999999999999999E-2,0.314,0.313,2.5219999999999998,null,2.2013830304960127,7.9060867283528342,8.9741045714865546]
[4.680911940148047E-2,7.4189129635406594,0.50800000000000001,0.379,-2.1999999999999999E-2,0.314,0.313,2.5219999999999998,null,1.9325139425306552,14.15491824913201,14.287732127855634]
[0.17985307608269796,9.7414802024618048,0.57899999999999996,0.34599999999999997,-2.1999999999999999E-2,0.314,0.313,2.5219999999999998,null,2.2227250844447664,12.909772529048251,15.61210973763232]
[0.41236286819157331,21.998339484540221,0.628,0.377,-2.1999999999999999E-2,0.314,0.313,2.5219999999999998,null,3.067795351119035,17.413495085812134,12.749014558475961]
[0.72037078344931071,26.617871058104598,0.73199999999999998,0.55200000000000005,-2.1999999999999999E-2,0.314,0.313,2.5219999999999998,null,3.2624976114931639,24.176018744438672,6.7740406290543307]
[0.6054314055662704,25.038047269907864,0.96099999999999997,0.47699999999999998,-2.1999999999999999E-2,0.314,0.313,2.5219999999999998,null,{"$f":"-LN(-LN(1-(1/B729)))","v":3.2000864370059738},{"$f":"D729*(C729^((E729*J729)+F729-1))*EXP((G729*J729)+H729)","v":16.66779796595776},8.2495484482516002]
[0.53796305752476781,{"$f":"IF($B$13=\"exact vlaue\",$B$15,(IF(A730<=$B$17,($B$14+(SQRT(A730*($B$16-$B$14)*($B$15-$B$14)))),($B$16+((SQRT(A730)-1)*(SQRT(($B$16-$B$14)*($B$16-$B$15))))))))","v":24.039976576574862},{"$f":"IF($C$13=\"exact value\",$C$15,(RANDBETWEEN(($C$14*1000),($C$16*1000))/1000))","v":0.96699999999999997},{"$f":"IF($D$13=\"exact value\",$D$15,(RANDBETWEEN(($D$14*1000),($D$16*1000))/1000))","v":0.79400000000000004},{"$f":"IF($E$13=\"exact value\",$E$15,(RANDBETWEEN(($E$14*1000),($E$16*1000))/1000))","v":-2.1999999999999999E-2},{"$f":"IF($F$13=\"exact value\",$F$15,(RANDBETWEEN(($F$14*1000),($F$16*1000))/1000))","v":0.314},{"$f":"IF($G$13=\"exact value\",$G$15,(RANDBETWEEN(($G$14*1000),($G$16*1000))/1000))","v":0.313},{"$f":"IF($H$13=\"exact value\",$H$15,(RANDBETWEEN(($H$14*1000),($H$16*1000))/1000))","v":2.5219999999999998},null,3.1585496916198159,27.256880540726169,4.6237356415508701]
[0.85975396972732254,28.372795207832677,0.58099999999999996,0.59,-2.1999999999999999E-2,0.314,0.313,2.5219999999999998,null,3.3275438510902084,31.441879785292787,20.773961784436903]
[1.8773873867766633E-2,6.531905425759315,0.81100000000000005,0.70099999999999996,-2.1999999999999999E-2,0.314,0.313,2.5219999999999998,null,1.7947657118936806,17.823077081682811,24.80984217868323]
[0.41287448025315088,22.00724422697871,0.96399999999999997,0.75600000000000001,-2.1999999999999999E-2,0.314,0.313,2.5219999999999998,null,3.0682096207612592,25.286282199801136,16.20544895463188]
[0.89010315049918609,28.735565749966799,0.82,0.372,-2.1999999999999999E-2,0.314,0.313,2.5219999999999998,null,3.3404778395592345,15.324145845120592,12.332261423170996]
[0.94317131826137479,29.355343321570391,0.59799999999999998,0.624,-2.1999999999999999E-2,0.314,0.313,2.5219999999999998,null,3.3621950888629342,32.901257800982059,15.158522444901179]
[0.10607417641495132,8.6413283361802069,0.63900000000000001,0.51600000000000001,-2.1999999999999999E-2,0.314,0.313,2.5219999999999998,null,2.0956940242385937,17.187419027631911,11.651632376703908]
[0.59910187749087029,24.946860164156803,0.86,0.77600000000000002,-2.1999999999999999E-2,0.314,0.313,2.5219999999999998,null,3.1963623285000731,29.456924613470324,18.831401233452709]
[0.73520335926162217,26.812261565099377,0.69699999999999995,0.50700000000000001,-2.1999999999999999E-2,0.314,0.313,2.5219999999999998,null,3.2699146653004778,23.099982018242169,12.437645057246268]
[7.6512621531566349E-2,8.0925843062794254,0.99099999999999999,0.751,-2.1999999999999999E-2,0.314,0.313,2.5219999999999998,null,2.0257237266733887,17.748602122940031,10.706946603897521]
[0.99713500832929469,29.967945443869638,0.68500000000000005,0.67,-2.1999999999999999E-2,0.314,0.313,2.5219999999999998,null,3.3832070991118908,32.077820637958361,21.52337382630693]
[0.39072812875963625,21.616589785964933,0.63800000000000001,0.499,-2.1999999999999999E-2,0.314,0.313,2.5219999999999998,null,3.0498720483161259,22.644464796688339,20.740059094810544]
[0.93099451930772348,29.214705729179354,0.51200000000000001,0.76,-2.1999999999999999E-2,0.314,0.313,2.5219999999999998,null,3.3573083058509221,45.018555747280942,14.631095841475835]
[0.30476936886059269,19.983739386319346,0.58199999999999996,0.76400000000000001,-2.1999999999999999E-2,0.314,0.313,2.5219999999999998,null,2.9693606573863289,36.194375274298643,8.5700519180638004]
[0.87976078588624118,28.612645973273896,0.58599999999999997,0.53300000000000003,-2.1999999999999999E-2,0.314,0.313,2.5219999999999998,null,3.3361140528782807,28.298738279466541,6.629595575189521]
[0.4157966421449355,22.057999813385628,0.67200000000000004,0.53200000000000003,-2.1999999999999999E-2,0.314,0.313,2.5219999999999998,null,3.0705676180003447,23.371344585599481,25.05529715486912]
[0.65242568550479696,25.700683483416416,0.80100000000000005,0.34699999999999998,-2.1999999999999999E-2,0.314,0.313,2.5219999999999998,null,3.2267398759066328,14.034386408280136,7.7505713212685601]
[8.8504520110531448E-2,8.3261186109061764,0.88300000000000001,0.39,-2.1999999999999999E-2,0.314,0.313,2.5219999999999998,null,2.0561036813885454,10.124309886510224,12.844752763468373]
[0.55002780037926025,24.222863277969708,0.65200000000000002,0.40200000000000002,-2.1999999999999999E-2,0.314,0.313,2.5219999999999998,null,3.1662911739274575,18.633278443121903,8.7153441275210994]
[0.15667221161977518,9.4253843282218881,0.59799999999999998,0.6,-2.1999999999999999E-2,0.314,0.313,2.5219999999999998,null,2.1878518834058007,21.616070183637646,9.3957255408462537]
[0.15838282240419421,9.4494778121173137,0.753,0.61699999999999999,-2.1999999999999999E-2,0.314,0.313,2.5219999999999998,null,2.1905533204141028,18.784648166572364,12.975170493402917]
[0.18924982603469986,9.8637668791110329,0.85699999999999998,0.41499999999999998,-2.1999999999999999E-2,0.314,0.313,2.5219999999999998,null,2.2358960531452894,11.655885455980052,13.685430858579657]
[0.87184986493127903,28.518135624004977,0.78600000000000003,0.746,-2.1999999999999999E-2,0.314,0.313,2.5219999999999998,null,3.3327458317532983,31.657116450969905,11.019942983725503]
[0.66816754148089075,25.917278829300486,0.61599999999999999,0.48199999999999998,-2.1999999999999999E-2,0.314,0.313,2.5219999999999998,null,3.2353001986133831,23.84789988484782,15.436351873056731]
[0.5372101821553007,24.028496259130556,0.94899999999999995,0.70799999999999996,-2.1999999999999999E-2,0.314,0.313,2.5219999999999998,null,3.1580617312943775,24.648319341783033,14.915578299022087]
[0.22341836841295859,18.208576783837227,0.5,0.38200000000000001,-2.1999999999999999E-2,0.314,0.313,2.5219999999999998,null,2.8737832577914979,19.657942595023979,12.602044619018049]
[0.85844331164905741,28.3569855332488,0.51700000000000002,0.67400000000000004,-2.1999999999999999E-2,0.314,0.313,2.5219999999999998,null,3.3269763602687119,39.238868103201497,14.764529413030985]
[0.30753617323119009,20.039646293924445,0.89800000000000002,0.77400000000000002,-2.1999999999999999E-2,0.314,0.313,2.5219999999999998,null,2.9722272172200843,26.495159537180804,10.968265643070126]
[0.41623553890021792,22.065607670152673,0.94899999999999995,0.56599999999999995,-2.1999999999999999E-2,0.314,0.313,2.5219999999999998,null,3.0709205840860752,19.172619030308688,12.430375674918231]
[{"$f":"RAND()","v":0.73907719326318555},26.862706935766489,0.59099999999999997,0.46100000000000002,-2.1999999999999999E-2,0.314,0.313,2.5219999999999998,null,3.2718304713032493,23.816468263026895,16.96662395667941]
[0.96974543977415362,29.659145834826464,0.60799999999999998,0.75700000000000001,-2.1999999999999999E-2,0.314,0.313,2.5219999999999998,null,3.3726705921408486,39.547950292259962,13.64763482665041]
[0.35836021012467645,21.02513753521287,0.67600000000000005,0.376,-2.1999999999999999E-2,0.314,0.313,2.5219999999999998,null,3.0214524960408373,16.186670129011979,9.1302591608930381]
[0.4954575903144286,23.378722855255077,0.65300000000000002,0.74199999999999999,-2.1999999999999999E-2,0.314,0.313,2.5219999999999998,null,3.1300481082821445,33.953919998879122,5.7514182618216738]
[0.59545710770100957,24.894132708784845,0.95799999999999996,0.71699999999999997,-2.1999999999999999E-2,0.314,0.313,2.5219999999999998,null,3.194202576454042,25.067087463324174,16.901676814804745]
[0.94650052281947983,29.3936361510371,0.56299999999999994,0.61699999999999999,-2.1999999999999999E-2,0.314,0.313,2.5219999999999998,null,3.363521536266544,34.072684736614107,11.808660675112366]
[0.68213909277589302,26.107388515647621,0.84899999999999998,0.41,-2.1999999999999999E-2,0.314,0.313,2.5219999999999998,null,3.2427538195279548,15.94838421006525,14.204116958633433]
[0.30458335949716864,19.979971737324469,0.88200000000000001,0.54600000000000004,-2.1999999999999999E-2,0.314,0.313,2.5219999999999998,null,2.9691671796958481,18.926279298656091,15.193077863705193]
[0.4844159357043043,23.202352315573407,0.83799999999999997,0.70799999999999996,-2.1999999999999999E-2,0.314,0.313,2.5219999999999998,null,3.1223068236398466,26.771898242197949,8.6362679813011383]
[0.38200447251988934,21.459676090895886,0.94499999999999995,0.379,-2.1999999999999999E-2,0.314,0.313,2.5219999999999998,null,3.0424106665961972,12.764260933891475,9.6056419411504468]
[0.10234699310916073,8.5767826518597818,0.67200000000000004,0.68899999999999995,-2.1999999999999999E-2,0.314,0.313,2.5219999999999998,null,2.0877140358972133,22.06252137824044,13.627030738043882]
[0.54861516574392999,24.201553856730797,0.79400000000000004,0.374,-2.1999999999999999E-2,0.314,0.313,2.5219999999999998,null,3.1653922386153579,14.932989490212739,11.051634042351582]
[4.9619933694783347E-2,7.4904802171163531,0.70599999999999996,0.54300000000000004,-2.1999999999999999E-2,0.314,0.313,2.5219999999999998,null,1.9428401465753391,16.009262246833242,9.3191123160691909]
[0.17932101138953938,9.7344615769580827,0.52200000000000002,0.33100000000000002,-2.1999999999999999E-2,0.314,0.313,2.5219999999999998,null,2.221963838497051,13.324125021274469,9.2524645879913798]
[0.38288210126021527,21.475542636849482,0.77500000000000002,0.55900000000000005,-2.1999999999999999E-2,0.314,0.313,2.5219999999999998,null,3.0431676706194382,21.863677868577852,19.162699918339587]
[0.89161340163486003,28.753455320180169,0.52100000000000002,0.34699999999999998,-2.1999999999999999E-2,0.314,0.313,2.5219999999999998,null,3.3411113541425301,20.176896934960197,24.603826860663322]
[0.68714061919568226,26.174969919518912,0.63300000000000001,0.435,-2.1999999999999999E-2,0.314,0.313,2.5219999999999998,null,3.2453901483725804,21.152218027375884,12.580573119427489]
[0.25587460041915033,18.950257419133067,0.65500000000000003,0.58299999999999996,-2.1999999999999999E-2,0.314,0.313,2.5219999999999998,null,2.9148334433062479,24.832872085894696,14.466160205981732]
[0.14150506461831014,9.2057262247189566,0.67700000000000005,0.33500000000000002,-2.1999999999999999E-2,0.314,0.313,2.5219999999999998,null,2.1628798868447272,10.930049077130416,25.909726817863874]
[0.56335550284552482,24.422578294362843,0.56599999999999995,0.76500000000000001,-2.1999999999999999E-2,0.314,0.313,2.5219999999999998,null,3.1746770700442251,39.566821564418937,21.934749080039325]
[0.37928748654920097,21.41044012407351,0.68300000000000005,0.57999999999999996,-2.1999999999999999E-2,0.314,0.313,2.5219999999999998,null,3.0400579278601758,24.924588007618517,10.092834506227275]
[0.27206737628758426,19.302668292507938,0.63700000000000001,0.51500000000000001,-2.1999999999999999E-2,0.314,0.313,2.5219999999999998,null,2.9337630069939018,22.53711372522573,6.0654698201824484]
[0.92611173908656685,29.158053216125985,0.76500000000000001,0.52900000000000003,-2.1999999999999999E-2,0.314,0.313,2.5219999999999998,null,3.3553330127119931,23.080585962444154,7.3405411911511091]
[0.65084730540827274,25.678822787549009,0.73599999999999999,0.61599999999999999,-2.1999999999999999E-2,0.314,0.313,2.5219999999999998,null,3.2258718070094061,26.555042631481722,14.699691806502328]
[0.41234321761702553,21.997997350995036,0.88200000000000001,0.69299999999999995,-2.1999999999999999E-2,0.314,0.313,2.5219999999999998,null,3.067779430833387,24.781575632330771,7.2796924461422821]
[0.71218290766842485,26.509705855248569,0.54700000000000004,0.32300000000000001,-2.1999999999999999E-2,0.314,0.313,2.5219999999999998,null,3.2583465685798183,17.61718697216347,9.7697409327137432]
[0.23025559504502557,18.369082455476402,0.54900000000000004,0.51800000000000002,-2.1999999999999999E-2,0.314,0.313,2.5219999999999998,null,2.8828109095200336,24.926605037783514,8.9618930587417971]
[0.84692934215419757,28.217577466010116,0.63200000000000001,0.33,-2.1999999999999999E-2,0.314,0.313,2.5219999999999998,null,3.3219582925594202,16.46814075963692,10.236815018979966]
[0.56035842785189238,24.377874939371743,0.52,0.63,-2.1999999999999999E-2,0.314,0.313,2.5219999999999998,null,3.1728061080264509,34.719157031002787,13.407293747439065]
[0.18561701164366529,9.8168585671014004,0.85099999999999998,0.44800000000000001,-2.1999999999999999E-2,0.314,0.313,2.5219999999999998,null,2.2308642891936104,12.627771046728133,19.993228509072814]
[0.82933899277789658,28.002755504663252,0.66600000000000004,0.73099999999999998,-2.1999999999999999E-2,0.314,0.313,2.5219999999999998,null,3.3141760132822236,34.96917114300107,23.993554522941952]
[0.42442345800439396,22.206808992878226,0.91400000000000003,0.45300000000000001,-2.1999999999999999E-2,0.314,0.313,2.5219999999999998,null,3.0774490902808944,15.818102510970055,10.782125085005415]
[0.7132333188203055,26.52361686030607,0.55400000000000005,0.627,-2.1999999999999999E-2,0.314,0.313,2.5219999999999998,null,3.2588813963057293,33.876071450430572,10.641562784397763]
[0.3110729137477436,20.110745840138161,0.73399999999999999,0.59699999999999998,-2.1999999999999999E-2,0.314,0.313,2.5219999999999998,null,2.975860926245586,23.807371423627405,7.7093538528551573]
[0.87661592099002239,28.575125929464761,0.51600000000000001,0.495,-2.1999999999999999E-2,0.314,0.313,2.5219999999999998,null,{"$f":"-LN(-LN(1-(1/B793)))","v":3.3347782471228338},{"$f":"D793*(C793^((E793*J793)+F793-1))*EXP((G793*J793)+H793)","v":28.93410140028859},23.914554660413827]
[0.15009987015160275,{"$f":"IF($B$13=\"exact vlaue\",$B$15,(IF(A794<=$B$17,($B$14+(SQRT(A794*($B$16-$B$14)*($B$15-$B$14)))),($B$16+((SQRT(A794)-1)*(SQRT(($B$16-$B$14)*($B$16-$B$15))))))))","v":9.3315682805365476},{"$f":"IF($C$13=\"exact value\",$C$15,(RANDBETWEEN(($C$14*1000),($C$16*1000))/1000))","v":0.71499999999999997},{"$f":"IF($D$13=\"exact value\",$D$15,(RANDBETWEEN(($D$14*1000),($D$16*1000))/1000))","v":0.77400000000000002},{"$f":"IF($E$13=\"exact value\",$E$15,(RANDBETWEEN(($E$14*1000),($E$16*1000))/1000))","v":-2.1999999999999999E-2},{"$f":"IF($F$13=\"exact value\",$F$15,(RANDBETWEEN(($F$14*1000),($F$16*1000))/1000))","v":0.314},{"$f":"IF($G$13=\"exact value\",$G$15,(RANDBETWEEN(($G$14*1000),($G$16*1000))/1000))","v":0.313},{"$f":"IF($H$13=\"exact value\",$H$15,(RANDBETWEEN(($H$14*1000),($H$16*1000))/1000))","v":2.5219999999999998},null,2.1772626974889482,24.373663535299208,15.934146292024518]
[0.14785033012810422,9.2989872372470508,0.95699999999999996,0.59699999999999998,-2.1999999999999999E-2,0.314,0.313,2.5219999999999998,null,2.1735587694487033,15.161183255542229,22.860753912467434]
[0.12858294522433289,9.0090981720383958,0.97399999999999998,0.308,-2.1999999999999999E-2,0.314,0.313,2.5219999999999998,null,2.139983301175159,7.6405646615190914,9.5096619256808026]
[0.13446146085637933,9.0997173813626979,0.63800000000000001,0.33700000000000002,-2.1999999999999999E-2,0.314,0.313,2.5219999999999998,null,2.1506008768194169,11.439006636287909,15.989002773403778]
[2.4190469617662913E-2,6.7389102053320249,0.65500000000000003,0.48299999999999998,-2.1999999999999999E-2,0.314,0.313,2.5219999999999998,null,1.8286586141954317,14.496600839981616,26.714315223939685]
[0.51047477626049265,23.615470829269899,0.625,0.627,-2.1999999999999999E-2,0.314,0.313,2.5219999999999998,null,3.1403461345816575,29.755486084867108,9.9517337330987754]
[0.7520948086175705,27.031261961424097,0.67900000000000005,0.68,-2.1999999999999999E-2,0.314,0.313,2.5219999999999998,null,3.2782053294239151,31.687114969666986,9.1386307989125886]
[0.28731159659208383,19.624969906852556,0.52200000000000002,0.76800000000000002,-2.1999999999999999E-2,0.314,0.313,2.5219999999999998,null,2.9507669053877579,39.243519056893128,10.826817538368113]
[0.58562116391800656,24.751029139046992,0.54600000000000004,0.47899999999999998,-2.1999999999999999E-2,0.314,0.313,2.5219999999999998,null,3.1883173328321934,25.570982488293673,6.2889742708572491]
[0.70493315049854199,26.413413418796338,0.65500000000000003,0.36,-2.1999999999999999E-2,0.314,0.313,2.5219999999999998,null,3.2546366078877051,17.109033589237757,8.7097621547466186]
[0.45476415490497035,22.718513752922789,0.755,0.36499999999999999,-2.1999999999999999E-2,0.314,0.313,2.5219999999999998,null,3.1007570507749032,14.829852605076624,13.015083143889971]
[0.9292120167606357,29.194041479992105,0.65500000000000003,0.56000000000000005,-2.1999999999999999E-2,0.314,0.313,2.5219999999999998,null,3.3565882611836542,27.503114565481305,4.2885963375932032]
[0.51641347704328744,23.708132829598739,0.60099999999999998,0.67500000000000004,-2.1999999999999999E-2,0.314,0.313,2.5219999999999998,null,3.1443480220030748,33.037518508283718,9.7862908393468171]
[0.18954520532852825,9.8675610593053715,0.67200000000000004,0.53600000000000003,-2.1999999999999999E-2,0.314,0.313,2.5219999999999998,null,2.2363019407956384,18.003759535833417,16.978388255187387]
[0.78677981040282596,27.473379446488082,0.80500000000000005,0.497,-2.1999999999999999E-2,0.314,0.313,2.5219999999999998,null,3.2947358785677467,20.462872759645727,16.068166468173612]
[0.42376507354050952,22.195505740797604,0.56499999999999995,0.69,-2.1999999999999999E-2,0.314,0.313,2.5219999999999998,null,3.0769280464384008,34.616140717066351,22.634053001958211]
[0.67297506505856741,25.982916724306261,0.97,0.35499999999999998,-2.1999999999999999E-2,0.314,0.313,2.5219999999999998,null,3.2378799461441092,12.46448825558417,12.731777591355854]
[0.67370487994060924,25.992860482137907,0.97899999999999998,0.64400000000000002,-2.1999999999999999E-2,0.314,0.313,2.5219999999999998,null,3.2382701828595897,22.456799515729379,17.295222487012527]
[0.84830529617133033,28.234286796610448,0.85199999999999998,0.74299999999999999,-2.1999999999999999E-2,0.314,0.313,2.5219999999999998,null,3.3225610840102178,29.56188608006314,9.4793019583488913]
[0.53740544768689158,24.031474563082433,0.54,0.63100000000000001,-2.1999999999999999E-2,0.314,0.313,2.5219999999999998,null,3.1581883442439684,33.635428408685819,16.700370076018139]
[5.5480025084681639E-2,7.6334394117931037,0.68,0.49,-2.1999999999999999E-2,0.314,0.313,2.5219999999999998,null,1.9631523581547015,14.944416841285644,13.701105662978744]
[0.13379653948796277,9.0895681234080641,0.89400000000000002,0.78300000000000003,-2.1999999999999999E-2,0.314,0.313,2.5219999999999998,null,2.1494173225526549,20.745088165895162,10.121335748924642]
[0.45367030849232892,22.7003678063015,0.56299999999999994,0.79800000000000004,-2.1999999999999999E-2,0.314,0.313,2.5219999999999998,null,3.0999397370111152,40.443390479408066,14.500692840292743]
[0.23844131853429351,18.558141556407193,0.65400000000000003,0.40799999999999997,-2.1999999999999999E-2,0.314,0.313,2.5219999999999998,null,2.8933410058093059,17.278560167784494,18.782033075488389]
[0.40642169902803083,21.894524520767753,0.86699999999999999,0.61599999999999999,-2.1999999999999999E-2,0.314,0.313,2.5219999999999998,null,3.0629529231152093,22.280598240909121,18.76953753663177]
[0.44322586570174638,22.525989860984261,0.62,0.54200000000000004,-2.1999999999999999E-2,0.314,0.313,2.5219999999999998,null,3.0920513048288849,25.476941475130886,14.292681308614265]
[0.72646903358029025,26.698032584186947,0.78,0.59899999999999998,-2.1999999999999999E-2,0.314,0.313,2.5219999999999998,null,3.265562879040532,25.026169289663589,18.457611319959302]
[0.45818636822949843,22.775144752088469,0.86499999999999999,0.505,-2.1999999999999999E-2,0.314,0.313,2.5219999999999998,null,3.1033034859644775,18.532503171372937,9.5951298501869768]
[0.84702237995973373,28.218707727546168,0.95299999999999996,0.52100000000000002,-2.1999999999999999E-2,0.314,0.313,2.5219999999999998,null,3.3219990783656703,19.035831317614662,16.486680516869061]
[{"$f":"RAND()","v":0.5092869193678311},23.596872032341334,0.52400000000000002,0.59599999999999997,-2.1999999999999999E-2,0.314,0.313,2.5219999999999998,null,3.1395409554824099,32.302217967746671,17.486664146378182]
[0.63554334710333249,25.465471619839583,0.69399999999999995,0.79900000000000004,-2.1999999999999999E-2,0.314,0.313,2.5219999999999998,null,3.217360009370033,35.912275065870105,15.367931051735626]
[0.2586678701506141,19.011828087180394,0.88100000000000001,0.73499999999999999,-2.1999999999999999E-2,0.314,0.313,2.5219999999999998,null,2.9181666312590662,25.092021141627892,15.463312339885251]
[4.5660732328348663E-2,7.3890566215650022,0.91600000000000004,0.55400000000000005,-2.1999999999999999E-2,0.314,0.313,2.5219999999999998,null,1.9281742367404899,13.448111794827996,4.8848598699048855]
[0.59937993379340715,24.950876102412533,0.78600000000000003,0.66900000000000004,-2.1999999999999999E-2,0.314,0.313,2.5219999999999998,null,3.1965266329738697,27.184941321353818,8.0594980510138701]
[0.94646680283721618,29.393248638477406,0.873,0.59799999999999998,-2.1999999999999999E-2,0.314,0.313,2.5219999999999998,null,3.3635081218059892,23.661189298391847,9.6994436889329165]
[0.42178710430752464,22.161494723119191,0.55600000000000005,0.77300000000000002,-2.1999999999999999E-2,0.314,0.313,2.5219999999999998,null,3.0753586070580199,39.232221476740513,17.069941193982118]
[0.45075272933505361,22.651860471993178,0.75700000000000001,0.496,-2.1999999999999999E-2,0.314,0.313,2.5219999999999998,null,3.0977516259649911,20.092897650263634,23.777411186398503]
[0.88931844199783516,28.72626455079093,0.94499999999999995,0.69799999999999995,-2.1999999999999999E-2,0.314,0.313,2.5219999999999998,null,3.3401483020709577,25.813419114942111,8.6462161086365281]
[0.68659002080994924,26.167542222942828,0.56899999999999995,0.32800000000000001,-2.1999999999999999E-2,0.314,0.313,2.5219999999999998,null,3.2451007361321271,17.288633772558658,6.7338288871953536]
[9.0259651864600055E-2,8.3589368084373081,0.83,0.317,-2.1999999999999999E-2,0.314,0.313,2.5219999999999998,null,2.0602997126307985,8.6217500030771994,17.840720937615682]
[0.40733435969643395,21.910521290372074,0.56999999999999995,0.78,-2.1999999999999999E-2,0.314,0.313,2.5219999999999998,null,3.0637006197093193,38.705361180524356,12.569112382947855]
[0.71079774918592442,26.491345967424646,0.89100000000000001,0.38900000000000001,-2.1999999999999999E-2,0.314,0.313,2.5219999999999998,null,3.2576402591567613,14.656861457428523,7.7141157729443925]
[0.83854733366201639,28.115493374079744,0.72399999999999998,0.37,-2.1999999999999999E-2,0.314,0.313,2.5219999999999998,null,3.3182676807612457,16.634780440440963,33.478978897836413]
[0.51924706157994249,23.752157678100524,0.80300000000000005,0.64400000000000002,-2.1999999999999999E-2,0.314,0.313,2.5219999999999998,null,3.1462437683995357,25.340726961410919,8.1171786008336522]
[0.64373977636500768,25.580052879565123,0.89100000000000001,0.51400000000000001,-2.1999999999999999E-2,0.314,0.313,2.5219999999999998,null,3.221940317855172,19.149714010961997,10.793884739390538]
[0.30864660021955403,20.062013174188966,0.92600000000000005,0.372,-2.1999999999999999E-2,0.314,0.313,2.5219999999999998,null,2.9733717538572453,12.448167720387442,20.045059618239971]
[0.56413507506971738,24.434186629200102,0.61899999999999999,0.33,-2.1999999999999999E-2,0.314,0.313,2.5219999999999998,null,3.1751623395935815,15.953980481862081,13.113453717609424]
[0.81273694030659183,27.797903264325473,0.68700000000000006,0.59499999999999997,-2.1999999999999999E-2,0.314,0.313,2.5219999999999998,null,3.3066980489996856,27.733811411225123,15.152675069046662]
[0.52577319760159225,23.85309827950859,0.66800000000000004,0.53700000000000003,-2.1999999999999999E-2,0.314,0.313,2.5219999999999998,null,3.1505768313341305,24.315577360106857,5.9846280256060087]
[0.31018525772072891,20.092939331926985,0.53,0.41799999999999998,-2.1999999999999999E-2,0.314,0.313,2.5219999999999998,null,2.9749521220060471,21.284194964270643,34.416552112189144]
[0.70612851919628028,26.429324471891992,0.84799999999999998,0.52600000000000002,-2.1999999999999999E-2,0.314,0.313,2.5219999999999998,null,3.2552505801505736,20.560072208861165,6.7789277297957842]
[0.4428998310478276,22.520513575130774,0.92,0.38600000000000001,-2.1999999999999999E-2,0.314,0.313,2.5219999999999998,null,3.0918025600664643,13.472999745704401,6.3217284011979453]
[0.90496887372962864,28.911001796161781,0.748,0.32100000000000001,-2.1999999999999999E-2,0.314,0.313,2.5219999999999998,null,3.3466732040379514,14.207272044695701,13.387123947022179]
[0.94045236097868556,29.324019450247143,0.58199999999999996,0.754,-2.1999999999999999E-2,0.314,0.313,2.5219999999999998,null,3.3611087331402558,40.569254222089846,8.832082197026903]
[0.96209816126145165,29.572151337987172,0.84,0.35399999999999998,-2.1999999999999999E-2,0.314,0.313,2.5219999999999998,null,3.3696821074655725,14.451293095442034,7.0388640346945817]
[0.95690602027855698,29.512888981363705,0.999,0.41199999999999998,-2.1999999999999999E-2,0.314,0.313,2.5219999999999998,null,3.3676411657720671,14.733152456872158,13.325581901151738]
[0.76247142518409783,27.164578548313703,0.79300000000000004,0.70299999999999996,-2.1999999999999999E-2,0.314,0.313,2.5219999999999998,null,3.2832188147845982,29.169018463349072,16.595283299927171]
[0.69300028251985435,26.253834488337777,0.68300000000000005,0.63900000000000001,-2.1999999999999999E-2,0.314,0.313,2.5219999999999998,null,3.2484578656329361,29.36220549713077,24.986639525932919]
[0.21350388380961771,17.971403359820989,0.51600000000000001,0.377,-2.1999999999999999E-2,0.314,0.313,2.5219999999999998,null,2.8602923533501223,18.86460613974635,12.059989896066931]
[0.56127117880931299,24.391501856200364,0.89300000000000002,0.47699999999999998,-2.1999999999999999E-2,0.314,0.313,2.5219999999999998,null,3.1733768041821726,17.471354792388283,11.036616237179222]
[0.26838643800401751,19.223499911195198,0.55800000000000005,0.45800000000000002,-2.1999999999999999E-2,0.314,0.313,2.5219999999999998,null,2.9295416326663593,22.106466176424625,31.292654539114054]
[0.73107728614970358,26.758385136102014,0.76200000000000001,0.72299999999999998,-2.1999999999999999E-2,0.314,0.313,2.5219999999999998,null,3.2678644927543741,30.768685346616628,10.976001685614236]
[0.16231100046246238,9.5043173797821794,0.79300000000000004,0.60299999999999998,-2.1999999999999999E-2,0.314,0.313,2.5219999999999998,null,2.196674974998472,17.708329495962396,9.5854813047722036]
[0.88074997576167724,28.624433707679259,0.77900000000000003,0.53300000000000003,-2.1999999999999999E-2,0.314,0.313,2.5219999999999998,null,{"$f":"-LN(-LN(1-(1/B857)))","v":3.3365333570149258},{"$f":"D857*(C857^((E857*J857)+F857-1))*EXP((G857*J857)+H857)","v":22.799937370819787},6.9185971549999348]
[0.93369131269957617,{"$f":"IF($B$13=\"exact vlaue\",$B$15,(IF(A858<=$B$17,($B$14+(SQRT(A858*($B$16-$B$14)*($B$15-$B$14)))),($B$16+((SQRT(A858)-1)*(SQRT(($B$16-$B$14)*($B$16-$B$15))))))))","v":29.245931628685653},{"$f":"IF($C$13=\"exact value\",$C$15,(RANDBETWEEN(($C$14*1000),($C$16*1000))/1000))","v":0.80500000000000005},{"$f":"IF($D$13=\"exact value\",$D$15,(RANDBETWEEN(($D$14*1000),($D$16*1000))/1000))","v":0.59099999999999997},{"$f":"IF($E$13=\"exact value\",$E$15,(RANDBETWEEN(($E$14*1000),($E$16*1000))/1000))","v":-2.1999999999999999E-2},{"$f":"IF($F$13=\"exact value\",$F$15,(RANDBETWEEN(($F$14*1000),($F$16*1000))/1000))","v":0.314},{"$f":"IF($G$13=\"exact value\",$G$15,(RANDBETWEEN(($G$14*1000),($G$16*1000))/1000))","v":0.313},{"$f":"IF($H$13=\"exact value\",$H$15,(RANDBETWEEN(($H$14*1000),($H$16*1000))/1000))","v":2.5219999999999998},null,3.3583953877435881,24.830366644177364,10.803344881255146]
[0.44606626358201118,22.57361404128299,0.86099999999999999,0.61,-2.1999999999999999E-2,0.314,0.313,2.5219999999999998,null,3.0942118925633819,22.399689545036484,15.825281813976607]
[0.40202742232701549,21.817250650967232,0.63400000000000001,0.78200000000000003,-2.1999999999999999E-2,0.314,0.313,2.5219999999999998,null,3.0593332090573182,35.76453498310422,11.472546590153886]
[0.53742516881763824,24.031775331203221,0.84299999999999997,0.71499999999999997,-2.1999999999999999E-2,0.314,0.313,2.5219999999999998,null,3.1582011295354069,27.223251713762814,16.670799501369288]
[0.8846834513806402,28.671241813157572,0.95499999999999996,0.36099999999999999,-2.1999999999999999E-2,0.314,0.313,2.5219999999999998,null,3.3381966451801457,13.236072307241523,15.066853469249439]
[0.26674636907038474,19.188051087533808,0.67,0.315,-2.1999999999999999E-2,0.314,0.313,2.5219999999999998,null,2.9276456551545254,13.245953394058423,25.737798745495038]
[0.5853863929553037,24.747598819812623,0.55600000000000005,0.48199999999999998,-2.1999999999999999E-2,0.314,0.313,2.5219999999999998,null,3.1881758322575466,25.379255605700749,13.102661767235963]
[0.61489573591193236,25.173511622268364,0.57799999999999996,0.51600000000000001,-2.1999999999999999E-2,0.314,0.313,2.5219999999999998,null,3.2055933545714117,26.533659081412406,11.964205522504454]
[7.5359874380491743E-3,5.9705660357524089,0.83,0.53900000000000003,-2.1999999999999999E-2,0.314,0.313,2.5219999999999998,null,1.6965874144975366,13.062806329140484,33.821433509323725]
[0.38494876666554478,21.512833959192605,0.72699999999999998,0.54100000000000004,-2.1999999999999999E-2,0.314,0.313,2.5219999999999998,null,3.044944611925787,22.215853910075303,16.667525156336914]
[0.24446542147251138,18.695210543572365,0.92700000000000005,0.379,-2.1999999999999999E-2,0.314,0.313,2.5219999999999998,null,2.9009066077151027,12.386440062728049,15.134297206734241]
[0.69565502296767179,26.28945458065316,0.90400000000000003,0.55000000000000004,-2.1999999999999999E-2,0.314,0.313,2.5219999999999998,null,3.2498403555729256,20.446547859260349,6.3360503317267485]
[0.7718833671772799,27.284718759738933,0.69,0.61799999999999999,-2.1999999999999999E-2,0.314,0.313,2.5219999999999998,null,3.2877153550353007,28.536292802698608,15.557935813928031]
[0.86928705779919402,28.487426347611827,0.81699999999999995,0.67900000000000005,-2.1999999999999999E-2,0.314,0.313,2.5219999999999998,null,3.3316489475427526,27.970154619645118,8.6177633924307493]
[0.79612737236953157,27.590853654409621,0.877,0.66600000000000004,-2.1999999999999999E-2,0.314,0.313,2.5219999999999998,null,3.2990826042260086,25.731335979095856,16.26775905357449]
[0.14369121163974552,9.2380893637308059,0.62,0.64800000000000002,-2.1999999999999999E-2,0.314,0.313,2.5219999999999998,null,2.1665986012463527,22.578519650311563,12.429854997153312]
[7.6859758255138688E-2,8.0995918734395236,0.67600000000000005,0.30399999999999999,-2.1999999999999999E-2,0.314,0.313,2.5219999999999998,null,2.0266489246282196,9.5037219646796434,10.162358754808446]
[0.93675351391802308,29.281333924263354,0.74399999999999999,0.64400000000000002,-2.1999999999999999E-2,0.314,0.313,2.5219999999999998,null,3.3596264364741035,28.738085382107496,15.235525250245855]
[0.48235555043537426,23.169219619965585,0.69,0.52700000000000002,-2.1999999999999999E-2,0.314,0.313,2.5219999999999998,null,3.1208458455617993,23.064541096672361,15.961119208309764]
[0.43130526031368777,22.324436164511873,0.64400000000000002,0.41199999999999998,-2.1999999999999999E-2,0.314,0.313,2.5219999999999998,null,3.0828552696491398,18.763742919220778,11.732383657625185]
[2.6136984538207786E-2,6.8075184832460147,0.67600000000000005,0.35099999999999998,-2.1999999999999999E-2,0.314,0.313,2.5219999999999998,null,1.8396420034024541,10.332537707717451,23.479687743361438]
[0.73054234030212517,26.75138892912366,0.998,0.433,-2.1999999999999999E-2,0.314,0.313,2.5219999999999998,null,3.2675979557429082,15.018126446064414,18.455402516144606]
[0.56210350440303214,24.403918406930476,0.58299999999999996,0.53700000000000003,-2.1999999999999999E-2,0.314,0.313,2.5219999999999998,null,3.1738965266112626,27.153117705247478,10.070303761321513]
[0.32634439804675264,20.413207613866007,0.90900000000000003,0.42099999999999999,-2.1999999999999999E-2,0.314,0.313,2.5219999999999998,null,2.9911729999861305,14.365717436932751,16.851272174658909]
[0.60377504634163315,25.014230963501355,0.94499999999999995,0.76600000000000001,-2.1999999999999999E-2,0.314,0.313,2.5219999999999998,null,3.1991151096664878,27.100132919754838,7.1301453218433011]
[0.94557862531643289,29.383039149284958,0.83399999999999996,0.49199999999999999,-2.1999999999999999E-2,0.314,0.313,2.5219999999999998,null,3.363154636692915,20.15284644633201,22.129732573369946]
[0.81075065605546981,27.773254962845446,0.69399999999999995,0.67600000000000005,-2.1999999999999999E-2,0.314,0.313,2.5219999999999998,null,3.3057945012865928,31.258832220988744,31.801556285694719]
[0.28442947518316575,19.564702298193001,0.61399999999999999,0.33500000000000002,-2.1999999999999999E-2,0.314,0.313,2.5219999999999998,null,2.947609233671284,15.13803628393044,11.371306130555917]
[0.93935720498944841,29.31138986531851,0.98699999999999999,0.68400000000000005,-2.1999999999999999E-2,0.314,0.313,2.5219999999999998,null,3.3606703873178301,24.631753372705067,8.1782801633370834]
[{"$f":"RAND()","v":0.7675400688120898},27.229369597222806,0.58599999999999997,0.376,-2.1999999999999999E-2,0.314,0.313,2.5219999999999998,null,3.285646289753446,19.638563338027019,6.3384198478908225]
[0.38260844521928228,21.470597194596817,0.98699999999999999,0.70699999999999996,-2.1999999999999999E-2,0.314,0.313,2.5219999999999998,null,3.0429317815937673,23.047688759832141,13.862757033115985]
[0.55199940394702951,24.252558981292665,0.76100000000000001,0.72,-2.1999999999999999E-2,0.314,0.313,2.5219999999999998,null,3.167542536953154,29.70546814972252,13.748743407269615]
[0.24815183282788333,18.778257176701832,0.54200000000000004,0.42599999999999999,-2.1999999999999999E-2,0.314,0.313,2.5219999999999998,null,2.9054627098333912,20.851209673861202,15.111445141437983]
[0.25775052959200462,18.991644427384728,0.81899999999999995,0.70799999999999996,-2.1999999999999999E-2,0.314,0.313,2.5219999999999998,null,2.9170751934173111,25.521514943208409,17.980284134226306]
[0.64498279517746193,25.597365708537637,0.53100000000000003,0.51400000000000001,-2.1999999999999999E-2,0.314,0.313,2.5219999999999998,null,3.2226305652170542,28.339670384266782,12.188530866733041]
[0.9813406894872192,29.790400215458767,0.82799999999999996,0.63,-2.1999999999999999E-2,0.314,0.313,2.5219999999999998,null,3.3771626790731744,26.062998835009825,11.275929945427533]
[0.6882449557510848,26.189858704397853,0.79400000000000004,0.434,-2.1999999999999999E-2,0.314,0.313,2.5219999999999998,null,3.24597002176391,17.778525966216684,13.811462828187519]
[0.83323621962004291,28.050545318318317,0.80600000000000005,0.32600000000000001,-2.1999999999999999E-2,0.314,0.313,2.5219999999999998,null,3.3159125246184447,13.500229043564264,10.650973509365071]
[0.34335593879648674,20.741914220018636,0.96399999999999997,0.58299999999999996,-2.1999999999999999E-2,0.314,0.313,2.5219999999999998,null,3.0075519787983263,19.132205835513641,9.3848735947502195]
[0.45965864333015394,22.79944297071485,0.79500000000000004,0.39100000000000001,-2.1999999999999999E-2,0.314,0.313,2.5219999999999998,null,3.1043940794469869,15.297252142189167,13.715753866272646]
[0.63858531847480104,25.508082332025648,0.61599999999999999,0.48,-2.1999999999999999E-2,0.314,0.313,2.5219999999999998,null,3.2190657956507271,23.624486426142624,6.9997883698991217]
[0.94907294439394951,29.423178290022971,0.84699999999999998,0.51700000000000002,-2.1999999999999999E-2,0.314,0.313,2.5219999999999998,null,3.3645436622725167,20.938604500415948,4.3407604086194578]
[0.34481987088104815,20.769816614724924,0.59,0.64300000000000002,-2.1999999999999999E-2,0.314,0.313,2.5219999999999998,null,3.008930035903457,30.540938444300764,5.0720536343036624]
[0.4482129729609925,22.609506813034205,0.73399999999999999,0.72599999999999998,-2.1999999999999999E-2,0.314,0.313,2.5219999999999998,null,3.0958371757911416,30.084105399396925,14.639538192199657]
[1.9748227368264315E-2,6.5711551231603575,0.95299999999999996,0.45500000000000002,-2.1999999999999999E-2,0.314,0.313,2.5219999999999998,null,1.8012813419334042,10.311659170822651,7.1782980605030806]
[0.63255790450720362,25.423553473967374,0.70799999999999996,0.71099999999999997,-2.1999999999999999E-2,0.314,0.313,2.5219999999999998,null,3.2156791030968548,31.460638793772027,8.8577885025183036]
[0.30624431370520455,20.013574014730285,0.84799999999999998,0.56699999999999995,-2.1999999999999999E-2,0.314,0.313,2.5219999999999998,null,2.9708914151572405,20.254422919539302,17.927670559788972]
[0.12701100505218421,8.9845169884846801,0.80500000000000005,0.46899999999999997,-2.1999999999999999E-2,0.314,0.313,2.5219999999999998,null,2.1370836099479202,13.366550105235588,23.955301712532222]
[0.37109256286075143,21.260857635675528,0.71099999999999997,0.67500000000000004,-2.1999999999999999E-2,0.314,0.313,2.5219999999999998,null,3.032875977886154,28.078062881034501,19.558868822306856]
[0.45015699717652025,22.641936616427305,0.77,0.47499999999999998,-2.1999999999999999E-2,0.314,0.313,2.5219999999999998,null,3.0973033812897683,18.99396472933568,11.783924158761659]
[0.81176763141449193,27.785878633505675,0.79300000000000004,0.432,-2.1999999999999999E-2,0.314,0.313,2.5219999999999998,null,3.3062573568378451,18.056476853282398,9.4720688349735536]
[0.65019765463604462,25.669817370616869,0.93700000000000006,0.52300000000000002,-2.1999999999999999E-2,0.314,0.313,2.5219999999999998,null,3.2255139905475514,18.777682204635447,25.84481995807031]
[0.52989662910445079,23.916553237778736,0.628,0.51400000000000001,-2.1999999999999999E-2,0.314,0.313,2.5219999999999998,null,3.1532911703304234,24.406726767964766,13.189792181633912]
[0.82852115001551774,27.992712448603527,0.72699999999999998,0.60199999999999998,-2.1999999999999999E-2,0.314,0.313,2.5219999999999998,null,3.3138107006159108,26.941970595591307,12.058525386273081]
[0.61266940753717181,25.14174016535852,0.73699999999999999,0.32400000000000001,-2.1999999999999999E-2,0.314,0.313,2.5219999999999998,null,3.2043044967609848,13.857035121643259,14.218674341663419]
[0.46349813272401463,22.862626907914567,0.53400000000000003,0.67600000000000005,-2.1999999999999999E-2,0.314,0.313,2.5219999999999998,null,3.1072244500973332,35.739383171087681,12.876284374580978]
[0.33121567252669504,20.508191048168662,0.84699999999999998,0.40899999999999997,-2.1999999999999999E-2,0.314,0.313,2.5219999999999998,null,2.9959335229746107,14.739710726644729,20.778867724773853]
[0.49869365253318154,23.430039849724427,0.94799999999999995,0.34699999999999998,-2.1999999999999999E-2,0.314,0.313,2.5219999999999998,null,3.1322893094358597,11.99258874799607,11.377523537200178]
[0.61660875760162437,25.197918654284898,0.89900000000000002,0.55400000000000005,-2.1999999999999999E-2,0.314,0.313,2.5219999999999998,null,3.2065823359142138,20.401750439926083,11.877442090084717]
[8.1090612095228831E-2,8.1837598075080358,0.53700000000000003,0.75900000000000001,-2.1999999999999999E-2,0.314,0.313,2.5219999999999998,null,2.0376949204670778,28.175234112314811,9.0997237885139999]
[0.8072782224757703,27.730092017989179,0.91300000000000003,0.747,-2.1999999999999999E-2,0.314,0.313,2.5219999999999998,null,3.3042102813897647,28.038637526207019,11.961803524635155]
[0.58825302486670428,24.789437205167346,0.93100000000000005,0.755,-2.1999999999999999E-2,0.314,0.313,2.5219999999999998,null,3.1899002984846865,26.936034251339638,24.987065619272322]
[0.59247391742166855,24.850855854074666,0.879,0.49,-2.1999999999999999E-2,0.314,0.313,2.5219999999999998,null,3.1924264343641382,18.272757575997964,9.5192906976440774]
[0.33574013791168333,20.595788453490975,0.51,0.48799999999999999,-2.1999999999999999E-2,0.314,0.313,2.5219999999999998,null,{"$f":"-LN(-LN(1-(1/B921)))","v":3.0003038560709054},{"$f":"D921*(C921^((E921*J921)+F921-1))*EXP((G921*J921)+H921)","v":25.790722624738908},10.123037911038507]
[0.15074218821499208,{"$f":"IF($B$13=\"exact vlaue\",$B$15,(IF(A922<=$B$17,($B$14+(SQRT(A922*($B$16-$B$14)*($B$15-$B$14)))),($B$16+((SQRT(A922)-1)*(SQRT(($B$16-$B$14)*($B$16-$B$15))))))))","v":9.3408263645156335},{"$f":"IF($C$13=\"exact value\",$C$15,(RANDBETWEEN(($C$14*1000),($C$16*1000))/1000))","v":0.58599999999999997},{"$f":"IF($D$13=\"exact value\",$D$15,(RANDBETWEEN(($D$14*1000),($D$16*1000))/1000))","v":0.79},{"$f":"IF($E$13=\"exact value\",$E$15,(RANDBETWEEN(($E$14*1000),($E$16*1000))/1000))","v":-2.1999999999999999E-2},{"$f":"IF($F$13=\"exact value\",$F$15,(RANDBETWEEN(($F$14*1000),($F$16*1000))/1000))","v":0.314},{"$f":"IF($G$13=\"exact value\",$G$15,(RANDBETWEEN(($G$14*1000),($G$16*1000))/1000))","v":0.313},{"$f":"IF($H$13=\"exact value\",$H$15,(RANDBETWEEN(($H$14*1000),($H$16*1000))/1000))","v":2.5219999999999998},null,2.1783126856084838,28.798519228498485,12.060209062086971]
[0.70309939300214586,26.388978795255401,0.93300000000000005,0.64700000000000002,-2.1999999999999999E-2,0.314,0.313,2.5219999999999998,null,3.2536929951842453,23.512571642237912,9.1177577516329453]
[0.43720346458856441,22.424506469831154,0.79800000000000004,0.57099999999999995,-2.1999999999999999E-2,0.314,0.313,2.5219999999999998,null,3.0874316249198146,22.156266406403788,12.6965207864282]
[0.68055198449973553,26.085891512096833,0.70899999999999996,0.67300000000000004,-2.1999999999999999E-2,0.314,0.313,2.5219999999999998,null,3.2419137688408473,29.998636901913326,21.587199945884812]
[0.36122797743957258,21.078590618880867,0.65700000000000003,0.68300000000000005,-2.1999999999999999E-2,0.314,0.313,2.5219999999999998,null,3.0240544116899808,30.06568534926005,17.349478542523347]
[0.9694774714715676,29.656103271936633,0.84299999999999997,0.70199999999999996,-2.1999999999999999E-2,0.314,0.313,2.5219999999999998,null,3.372566222887353,28.606215783435815,13.987316380334114]
[0.98240926524091621,29.80245702060164,0.72599999999999998,0.67300000000000004,-2.1999999999999999E-2,0.314,0.313,2.5219999999999998,null,3.3775743042351469,30.77260957147837,7.8388357946122529]
[0.57476625837739037,24.591698500297142,0.82399999999999995,0.35799999999999998,-2.1999999999999999E-2,0.314,0.313,2.5219999999999998,null,3.1817237170994921,13.971323379146964,15.124019575230513]
[0.28444553053553667,19.565038872855922,0.52300000000000002,0.78100000000000003,-2.1999999999999999E-2,0.314,0.313,2.5219999999999998,null,2.9476268959516423,39.809555318956598,17.905088343505938]
[0.50656583642482167,23.554184918502038,0.58899999999999997,0.56799999999999995,-2.1999999999999999E-2,0.314,0.313,2.5219999999999998,null,3.1376904889754176,28.166186023081412,9.7959459690609894]
[0.16036637464230563,9.4772532684993607,0.90300000000000002,0.51,-2.1999999999999999E-2,0.314,0.313,2.5219999999999998,null,2.1936585439892604,13.601623625810168,10.307840411977303]
[0.73282974689092462,26.78128651494897,0.66900000000000004,0.77700000000000002,-2.1999999999999999E-2,0.314,0.313,2.5219999999999998,null,3.2687364781404602,36.505337430645341,8.5075125910991609]
[9.9947009791380603E-2,8.5345970384079948,0.6,0.72899999999999998,-2.1999999999999999E-2,0.314,0.313,2.5219999999999998,null,2.0824637817430371,25.319100301833021,12.820857342604763]
[0.74733273336536965,26.969772022171377,0.88600000000000001,0.78700000000000003,-2.1999999999999999E-2,0.314,0.313,2.5219999999999998,null,3.2758844477449887,29.951525601701995,10.112086185096441]
[0.87212733165902023,28.521457707298069,0.78700000000000003,0.51500000000000001,-2.1999999999999999E-2,0.314,0.313,2.5219999999999998,null,3.3328644189350292,21.834178701181248,7.4712037405276703]
[0.24747599140017251,18.763078389403478,0.55100000000000005,0.45100000000000001,-2.1999999999999999E-2,0.314,0.313,2.5219999999999998,null,2.9046315211944718,21.798008349875591,22.310278635260911]
[5.4483829454036958E-2,7.6096893841518032,0.72799999999999998,0.32200000000000001,-2.1999999999999999E-2,0.314,0.313,2.5219999999999998,null,1.9598064032833069,9.3341204087650791,6.8309295905985357]
[0.90071639809158621,28.860964813624193,0.66700000000000004,0.59299999999999997,-2.1999999999999999E-2,0.314,0.313,2.5219999999999998,null,3.3449101033006357,28.617050823598674,13.995180313685726]
[0.93700520540901144,29.284241169752761,0.70099999999999996,0.77400000000000002,-2.1999999999999999E-2,0.314,0.313,2.5219999999999998,null,3.3597274631907621,36.138860650799295,11.728412642339107]
[0.47923359855942504,23.118880919017698,0.85399999999999998,0.34499999999999997,-2.1999999999999999E-2,0.314,0.313,2.5219999999999998,null,3.1186220786001284,12.845755326416404,15.780715916742093]
[0.21704341053091269,18.056695386982994,0.94399999999999995,0.60699999999999998,-2.1999999999999999E-2,0.314,0.313,2.5219999999999998,null,2.865164931370686,19.350848702167582,15.05396160328284]
[5.57296564434272E-2,7.6393573186342918,0.76700000000000002,0.46200000000000002,-2.1999999999999999E-2,0.314,0.313,2.5219999999999998,null,1.9639843404078658,12.909616713281611,16.05342393173477]
[0.42576176782503028,22.229758323719878,0.98,0.78200000000000003,-2.1999999999999999E-2,0.314,0.313,2.5219999999999998,null,3.0785061464497079,25.917002334272656,6.7399086157329142]
[0.38193664205861311,21.458449033624827,0.69499999999999995,0.78100000000000003,-2.1999999999999999E-2,0.314,0.313,2.5219999999999998,null,3.042352098945508,33.149424284092994,11.159706943942158]
[0.98762393558971151,29.861200608868266,0.71799999999999997,0.72,-2.1999999999999999E-2,0.314,0.313,2.5219999999999998,null,3.3795774180152311,33.22149105299097,29.855621817671494]
[0.775650204963935,27.332595790076784,0.55700000000000005,0.47499999999999998,-2.1999999999999999E-2,0.314,0.313,2.5219999999999998,null,3.2895016492374474,25.815202103658329,6.6108613005484012]
[0.43870026408328522,22.449793952794966,0.71199999999999997,0.58799999999999997,-2.1999999999999999E-2,0.314,0.313,2.5219999999999998,null,3.0885847486049318,24.87337764945401,21.000243966173233]
[0.38562440914969087,21.525003664244316,0.68600000000000005,0.41399999999999998,-2.1999999999999999E-2,0.314,0.313,2.5219999999999998,null,3.0455238186282005,17.763558719390115,6.1504672473168229]
[0.88407549802015517,28.664014016115388,0.86499999999999999,0.42499999999999999,-2.1999999999999999E-2,0.314,0.313,2.5219999999999998,null,3.3379399918401282,16.797779552011804,21.483364015885915]
[{"$f":"RAND()","v":0.97771146609726534},29.749402383344091,0.85599999999999998,0.64400000000000002,-2.1999999999999999E-2,0.314,0.313,2.5219999999999998,null,3.375761724006991,25.965451598355596,7.6821205085308168]
[0.90162847200318597,28.871706713609385,0.88700000000000001,0.35499999999999998,-2.1999999999999999E-2,0.314,0.313,2.5219999999999998,null,3.3452888665560838,13.797968207906994,19.384925587037056]
[0.10932827570771786,8.6967599953830828,0.53100000000000003,0.76100000000000001,-2.1999999999999999E-2,0.314,0.313,2.5219999999999998,null,2.102496627558029,29.09225403231752,13.249850927510218]
[0.52673283276329519,23.867888134144536,0.94399999999999995,0.34100000000000003,-2.1999999999999999E-2,0.314,0.313,2.5219999999999998,null,3.1512101387638567,11.89341368352796,17.59229002468998]
[0.19564257471042601,9.945232233050664,0.63400000000000001,0.68700000000000006,-2.1999999999999999E-2,0.314,0.313,2.5219999999999998,null,2.2445748521114628,24.149134806074226,8.8809668570883922]
[0.84279302597198003,28.167264909894207,0.89700000000000002,0.39600000000000002,-2.1999999999999999E-2,0.314,0.313,2.5219999999999998,null,3.3201410622301601,15.14045995257082,18.668432838270459]
[0.57199403719000386,24.5507666029735,0.92800000000000005,0.76200000000000001,-2.1999999999999999E-2,0.314,0.313,2.5219999999999998,null,3.1800227786349855,27.167637193256844,9.6213916257345655]
[0.21675012238648195,18.049654570893253,0.85,0.755,-2.1999999999999999E-2,0.314,0.313,2.5219999999999998,null,2.8647636007037582,26.03297974177039,13.746308200746251]
[0.46315127922997035,22.856929748675167,0.93700000000000006,0.52800000000000002,-2.1999999999999999E-2,0.314,0.313,2.5219999999999998,null,3.106969570142073,18.263595428020405,23.565224424425441]
[0.92547528908446852,29.150657806431909,0.60899999999999999,0.57499999999999996,-2.1999999999999999E-2,0.314,0.313,2.5219999999999998,null,3.3550748700607684,29.831709756362361,10.563243047592001]
[0.82261934638047263,27.920091245607715,0.55000000000000004,0.45800000000000002,-2.1999999999999999E-2,0.314,0.313,2.5219999999999998,null,3.3111651498277674,25.309367762006417,21.230376652113954]
[0.84201528622671629,28.157791004116177,0.78900000000000003,0.41699999999999998,-2.1999999999999999E-2,0.314,0.313,2.5219999999999998,null,3.3197985060501702,17.572073755814603,8.7763641790472118]
[0.9074643259824231,28.940309943585873,0.61899999999999999,0.52700000000000002,-2.1999999999999999E-2,0.314,0.313,2.5219999999999998,null,3.3477044624565866,26.94082119514481,15.040559741244214]
[0.22657822991451915,18.283056174247534,0.60299999999999998,0.64500000000000002,-2.1999999999999999E-2,0.314,0.313,2.5219999999999998,null,2.8779824979426389,28.885390068817806,13.769135052970894]
[0.72676453198734725,26.701908349222634,0.77400000000000002,0.57499999999999996,-2.1999999999999999E-2,0.314,0.313,2.5219999999999998,null,3.2657108450993966,24.165590297520279,12.902582644362672]
[0.97378852509363945,29.705000874980243,0.61199999999999999,0.77100000000000002,-2.1999999999999999E-2,0.314,0.313,2.5219999999999998,null,3.374242242848708,40.099463853366224,25.534229450097957]
[0.99222579487952689,29.912912154454421,0.503,0.40200000000000002,-2.1999999999999999E-2,0.314,0.313,2.5219999999999998,null,3.3813374289748102,24.326553876708477,5.5174018376783955]
[0.71070883912382365,26.490166878718,0.84599999999999997,0.78400000000000003,-2.1999999999999999E-2,0.314,0.313,2.5219999999999998,null,3.2575948822662188,30.722340436500371,8.7291325246697582]
[0.95833739352599034,29.529242489893662,0.82499999999999996,0.75800000000000001,-2.1999999999999999E-2,0.314,0.313,2.5219999999999998,null,3.3682047820819334,31.355766082420043,8.4467685381496604]
[0.13833599239360472,9.158364949015489,0.96799999999999997,0.74,-2.1999999999999999E-2,0.314,0.313,2.5219999999999998,null,2.1574126941441159,18.54165162939924,12.409663774177977]
[3.7582201795486214E-2,7.1674351719107481,0.68899999999999995,0.71099999999999997,-2.1999999999999999E-2,0.314,0.313,2.5219999999999998,null,1.8953561022229419,21.01510043483054,22.538249797648735]
[0.99596489324900039,29.954840533175521,0.85599999999999998,0.46100000000000002,-2.1999999999999999E-2,0.314,0.313,2.5219999999999998,null,3.38276219727293,18.628287915176735,4.9139562944562059]
[0.39936212818742745,21.770175262603818,0.51300000000000001,0.6,-2.1999999999999999E-2,0.314,0.313,2.5219999999999998,null,3.0571216304715185,32.163645278396338,21.810625596368912]
[0.71856544133951716,26.594074791330801,0.753,0.8,-2.1999999999999999E-2,0.314,0.313,2.5219999999999998,null,3.2615858626861813,34.28473964784051,16.740620760988442]
[0.51550892122028202,23.694053502454612,0.55900000000000005,0.52600000000000002,-2.1999999999999999E-2,0.314,0.313,2.5219999999999998,null,3.1437409950625148,27.187128498481474,21.589580184004944]
[0.45257323761702584,22.682146382626637,0.78900000000000003,0.438,-2.1999999999999999E-2,0.314,0.313,2.5219999999999998,null,3.0991183507217994,17.205346020838959,17.409828175801259]
[0.72807411045881132,26.719075339505164,0.93700000000000006,0.55200000000000005,-2.1999999999999999E-2,0.314,0.313,2.5219999999999998,null,3.2663659704246992,20.075110874504272,15.337194248427645]
[0.86986855442254241,28.494398196835991,0.64300000000000002,0.44400000000000001,-2.1999999999999999E-2,0.314,0.313,2.5219999999999998,null,3.3318980759983052,21.939069693833709,15.039006434146861]
[0.72263521276756781,26.647676450193799,0.871,0.46,-2.1999999999999999E-2,0.314,0.313,2.5219999999999998,null,3.2636384269267578,17.66618401759785,14.888244245408758]
[0.49693339262410152,23.402146631203841,0.89900000000000002,0.51800000000000002,-2.1999999999999999E-2,0.314,0.313,2.5219999999999998,null,3.1310717337418748,18.627138283573121,28.024644024378848]
[7.9892210002230346E-4,5.3160146555189929,0.90600000000000003,0.36399999999999999,-2.1999999999999999E-2,0.314,0.313,2.5219999999999998,null,1.5683369742556823,7.9519187922483434,12.27873159401504]
[0.14331780931979765,9.2325791386546694,0.92100000000000004,0.4,-2.1999999999999999E-2,0.314,0.313,2.5219999999999998,null,2.1659664222434678,10.423186199756108,19.359264622913322]
[0.47866441407488503,23.109685671152448,0.50600000000000001,0.63400000000000001,-2.1999999999999999E-2,0.314,0.313,2.5219999999999998,null,3.1182153336299305,35.034845083420066,5.7964923598552609]
[0.16890639565359467,9.5949210501051425,0.98899999999999999,0.63900000000000001,-2.1999999999999999E-2,0.314,0.313,2.5219999999999998,null,2.2067073655386196,16.006155591574842,19.274152550392206]
[0.29066850789524967,19.694785954190039,0.62,0.74,-2.1999999999999999E-2,0.314,0.313,2.5219999999999998,null,{"$f":"-LN(-LN(1-(1/B985)))","v":2.9544124317736005},{"$f":"D985*(C985^((E985*J985)+F985-1))*EXP((G985*J985)+H985)","v":33.269114892261655},5.9182262768315486]
[0.7521472050017961,{"$f":"IF($B$13=\"exact vlaue\",$B$15,(IF(A986<=$B$17,($B$14+(SQRT(A986*($B$16-$B$14)*($B$15-$B$14)))),($B$16+((SQRT(A986)-1)*(SQRT(($B$16-$B$14)*($B$16-$B$15))))))))","v":27.031937441378496},{"$f":"IF($C$13=\"exact value\",$C$15,(RANDBETWEEN(($C$14*1000),($C$16*1000))/1000))","v":0.59099999999999997},{"$f":"IF($D$13=\"exact value\",$D$15,(RANDBETWEEN(($D$14*1000),($D$16*1000))/1000))","v":0.54900000000000004},{"$f":"IF($E$13=\"exact value\",$E$15,(RANDBETWEEN(($E$14*1000),($E$16*1000))/1000))","v":-2.1999999999999999E-2},{"$f":"IF($F$13=\"exact value\",$F$15,(RANDBETWEEN(($F$14*1000),($F$16*1000))/1000))","v":0.314},{"$f":"IF($G$13=\"exact value\",$G$15,(RANDBETWEEN(($G$14*1000),($G$16*1000))/1000))","v":0.313},{"$f":"IF($H$13=\"exact value\",$H$15,(RANDBETWEEN(($H$14*1000),($H$16*1000))/1000))","v":2.5219999999999998},null,3.2782307949044314,28.4217597737813,13.616349362628855]
[0.74095989375346272,26.887175868598646,0.58599999999999997,0.374,-2.1999999999999999E-2,0.314,0.313,2.5219999999999998,null,3.2727584278251207,19.452515116745399,10.817956409770467]
[5.1405578788329853E-2,7.5348959245975431,0.55600000000000005,0.69499999999999995,-2.1999999999999999E-2,0.314,0.313,2.5219999999999998,null,1.9491953491056004,24.437018469835554,14.611140603292851]
[0.27875206564384625,19.44508292047939,0.73499999999999999,0.76200000000000001,-2.1999999999999999E-2,0.314,0.313,2.5219999999999998,null,2.9413121707615497,30.022701752488008,20.126108106298265]
[0.58904795823840439,24.801021163988374,0.61899999999999999,0.53500000000000003,-2.1999999999999999E-2,0.314,0.313,2.5219999999999998,null,3.1903772329077977,25.992427984784406,15.371650725434041]
[0.43148535893072548,22.327501850559528,0.63,0.625,-2.1999999999999999E-2,0.314,0.313,2.5219999999999998,null,3.0829957792924394,28.941262619915793,16.616546560917634]
[0.26394973627201035,19.127351742020377,0.72399999999999998,0.74,-2.1999999999999999E-2,0.314,0.313,2.5219999999999998,null,2.9243907805399552,29.328532428450639,13.453397704196403]
[0.20524965342285073,17.769711466776794,0.59399999999999997,0.70499999999999996,-2.1999999999999999E-2,0.314,0.313,2.5219999999999998,null,2.8486746690044131,31.627985282222141,18.223971798385499]
[0.80040353532654696,27.644363780647602,0.78300000000000003,0.61499999999999999,-2.1999999999999999E-2,0.314,0.313,2.5219999999999998,null,3.3010563134698536,25.911165887682852,12.124235707645573]
[0.38988773034969149,21.601550174936527,0.52500000000000002,0.63200000000000001,-2.1999999999999999E-2,0.314,0.313,2.5219999999999998,null,3.049159310154963,33.207452737977036,8.1987792236640331]
[0.40389391904478966,21.850124548557993,0.505,0.30499999999999999,-2.1999999999999999E-2,0.314,0.313,2.5219999999999998,null,3.0608747122817888,16.564954361062451,17.887692354412543]
[0.9568009224297882,29.511687751515872,0.73199999999999998,0.45600000000000002,-2.1999999999999999E-2,0.314,0.313,2.5219999999999998,null,3.3675997533971365,20.654315430691785,8.3728994874976195]
[0.2108100030950657,17.906014023276832,0.99299999999999999,0.623,-2.1999999999999999E-2,0.314,0.313,2.5219999999999998,null,2.8565406262733366,19.070617424476534,19.525047230785898]
[0.70303987144640989,26.388185143263286,0.53900000000000003,0.497,-2.1999999999999999E-2,0.314,0.313,2.5219999999999998,null,3.2536623311093105,27.369956449372747,11.010678802079115]
[7.796475219355592E-2,8.1217933987044191,0.99099999999999999,0.79600000000000004,-2.1999999999999999E-2,0.314,0.313,2.5219999999999998,null,2.0295745011757504,18.834802430241673,14.073680099024989]
[0.62689791483671276,25.343809978122817,0.878,0.64100000000000001,-2.1999999999999999E-2,0.314,0.313,2.5219999999999998,null,3.2124735872574295,24.076308919836364,27.146544142352329]
[0.26331342260047197,19.11349606905452,0.77400000000000002,0.71099999999999997,-2.1999999999999999E-2,0.314,0.313,2.5219999999999998,null,2.9236463110157822,26.795609111400129,16.372017314670387]
[0.22676006235692014,18.287326196941642,0.99299999999999999,0.35299999999999998,-2.1999999999999999E-2,0.314,0.313,2.5219999999999998,null,2.8782227131928049,10.87928125326704,12.935148507141243]
[0.67403883734554726,25.997408869323809,0.82599999999999996,0.47299999999999998,-2.1999999999999999E-2,0.314,0.313,2.5219999999999998,null,3.2384486307828708,18.760057979949341,7.3802257807835199]
[0.56085754861073478,24.385327937450086,0.68200000000000005,0.56499999999999995,-2.1999999999999999E-2,0.314,0.313,2.5219999999999998,null,3.173118280430836,25.368894324785707,10.596297766069014]
[0.75777103525324774,27.10430205460122,0.61199999999999999,0.58799999999999997,-2.1999999999999999E-2,0.314,0.313,2.5219999999999998,null,3.2809551785065363,29.671736303934903,15.598194073965816]
[6.7283695843684876E-2,7.9000796507097197,0.52100000000000002,0.53300000000000003,-2.1999999999999999E-2,0.314,0.313,2.5219999999999998,null,1.9999659855305429,19.979741474536358,10.174052413030438]
[0.73401969148200086,26.796821255695026,0.80500000000000005,0.40799999999999997,-2.1999999999999999E-2,0.314,0.313,2.5219999999999998,null,3.2693275412020641,16.663409158917037,9.7928524920006872]
[0.22140899333963215,18.160940664355351,0.60799999999999998,0.68700000000000006,-2.1999999999999999E-2,0.314,0.313,2.5219999999999998,null,2.8710881940767199,30.508303998897734,13.198616004908152]
[0.22165919103661169,18.166883832898559,0.63300000000000001,0.39500000000000002,-2.1999999999999999E-2,0.314,0.313,2.5219999999999998,null,2.8714248321527625,17.021396498604346,19.675834389727189]
[0.21548639849467621,18.019262385117358,0.56000000000000005,0.61399999999999999,-2.1999999999999999E-2,0.314,0.313,2.5219999999999998,null,2.8630293766279427,28.923203269047388,11.94463431101304]
[0.23716605707874905,18.528903712875941,0.58699999999999997,0.56299999999999994,-2.1999999999999999E-2,0.314,0.313,2.5219999999999998,null,2.8917197687546952,25.841375015190316,16.528299164346727]
[0.44285775683254214,22.519806722972223,0.747,0.61299999999999999,-2.1999999999999999E-2,0.314,0.313,2.5219999999999998,null,3.0917704488000921,25.0349704561987,19.835206973811911]
[8.2068227118018533E-2,8.202893752492006,0.70599999999999996,0.3,-2.1999999999999999E-2,0.314,0.313,2.5219999999999998,null,2.0401890342929789,9.1253513675501949,13.314055349436202]
[{"$f":"RAND()","v":0.68686517641629508},26.171254506348653,0.50600000000000001,0.443,-2.1999999999999999E-2,0.314,0.313,2.5219999999999998,null,3.2452453917509718,25.52167622499308,10.578751387824129]
[0.61933460933217244,25.236686637794847,0.74099999999999999,0.69,-2.1999999999999999E-2,0.314,0.313,2.5219999999999998,null,3.2081512195314215,29.425917229092448,26.274032417113489]
[0.11089996080310094,8.7232371802488782,0.96499999999999997,0.39100000000000001,-2.1999999999999999E-2,0.314,0.313,2.5219999999999998,null,2.1057296230136404,9.661378726428973,6.4885468741837773]
[1.8894953461761066E-2,6.5368373963175586,0.51100000000000001,0.68600000000000005,-2.1999999999999999E-2,0.314,0.313,2.5219999999999998,null,1.7955867882741088,24.391465193870228,14.955420377019395]
[0.69102781384847156,26.22732460751277,0.63500000000000001,0.76500000000000001,-2.1999999999999999E-2,0.314,0.313,2.5219999999999998,null,3.2474277196847199,37.134387197487662,23.05470934276898]
[0.18451843618379526,9.8025831094291753,0.77100000000000002,0.57699999999999996,-2.1999999999999999E-2,0.314,0.313,2.5219999999999998,null,2.2293279401430013,17.479479049380657,15.175792190856443]
[0.45615144469728652,22.741496304913341,0.88700000000000001,0.35199999999999998,-2.1999999999999999E-2,0.314,0.313,2.5219999999999998,null,3.1017912524583013,12.669247873151004,13.49705288664124]
[0.99943736817164164,29.993708699881498,0.54900000000000004,0.49199999999999999,-2.1999999999999999E-2,0.314,0.313,2.5219999999999998,null,3.3840811654776082,27.881119960037967,12.005493520338403]
[0.15488913183609831,9.4001297116689972,0.78,0.60699999999999998,-2.1999999999999999E-2,0.314,0.313,2.5219999999999998,null,2.1850123843519578,17.976592340736492,6.9524686499055708]
[0.28420996523467501,19.560099671721915,0.97699999999999998,0.75700000000000001,-2.1999999999999999E-2,0.314,0.313,2.5219999999999998,null,2.94736767234801,24.133601447254076,21.176860670482665]
[0.18809849666389966,9.8489495855275138,0.71499999999999997,0.53800000000000003,-2.1999999999999999E-2,0.314,0.313,2.5219999999999998,null,2.2343093699072405,17.254388352514344,8.1601076323728829]
[0.13608934572136377,9.1244597482786123,0.96699999999999997,0.373,-2.1999999999999999E-2,0.314,0.313,2.5219999999999998,null,2.1534803347674192,9.3415504932075439,4.8703224710356485]
[0.68013162208867239,26.080193605738067,0.85,0.38200000000000001,-2.1999999999999999E-2,0.314,0.313,2.5219999999999998,null,3.2416909901066977,14.840990643317456,24.389080754335641]
[0.62843780339406219,25.365540964263786,0.55100000000000005,0.628,-2.1999999999999999E-2,0.314,0.313,2.5219999999999998,null,3.2133481451450643,33.567816550431282,14.565454673525085]
[0.1621819981345215,9.5025270423191444,0.92200000000000004,0.64,-2.1999999999999999E-2,0.314,0.313,2.5219999999999998,null,2.1964757142822884,16.82463470885321,19.645710869421979]
[0.12124044166885717,8.8929494228164785,0.66800000000000004,0.54800000000000004,-2.1999999999999999E-2,0.314,0.313,2.5219999999999998,null,2.1262071625560433,17.844120790076008,20.295326426279722]
[0.11788625821832754,8.8387214378346002,0.82199999999999995,0.58799999999999997,-2.1999999999999999E-2,0.314,0.313,2.5219999999999998,null,2.1197095787811384,16.412575819593044,23.425417248929683]
[0.40115079134980425,21.801784547107282,0.97399999999999998,0.76200000000000001,-2.1999999999999999E-2,0.314,0.313,2.5219999999999998,null,3.0586071586574577,25.213509789450512,15.805477367279851]
[0.97379892118881661,29.705118660463448,0.83899999999999997,0.45900000000000002,-2.1999999999999999E-2,0.314,0.313,2.5219999999999998,null,3.3742462766875576,18.781810334477843,10.738770572076097]
[0.9549150276162075,29.490121441618939,0.55600000000000005,0.36399999999999999,-2.1999999999999999E-2,0.314,0.313,2.5219999999999998,null,3.3668559632992618,20.315338473304323,19.452780809698876]
[0.22801339748500182,18.316712169784353,0.92500000000000004,0.309,-2.1999999999999999E-2,0.314,0.313,2.5219999999999998,null,2.8798742923839704,10.048342510142385,11.104603002806968]
[0.94266610324957811,29.349526387652634,0.75800000000000001,0.77200000000000002,-2.1999999999999999E-2,0.314,0.313,2.5219999999999998,null,3.3619934386773247,33.991069953910369,17.340139676462712]
[0.60287238367470652,25.001238086729053,0.81699999999999995,0.75700000000000001,-2.1999999999999999E-2,0.314,0.313,2.5219999999999998,null,3.1985848083562045,29.893450465089845,19.445659521332495]
[0.41131949645355304,21.980162188665759,0.85899999999999999,0.69499999999999995,-2.1999999999999999E-2,0.314,0.313,2.5219999999999998,null,3.0669491671056228,25.346211072469831,13.476402967920251]
[0.2449086258831088,18.705227912198595,0.81299999999999994,0.70799999999999996,-2.1999999999999999E-2,0.314,0.313,2.5219999999999998,null,2.9014572830816809,25.53572121307532,14.576681772599025]
[1.2515512619246771E-2,6.2507753904701859,0.57299999999999995,0.33900000000000002,-2.1999999999999999E-2,0.314,0.313,2.5219999999999998,null,1.7468066043254686,10.917949420829363,17.581697009046557]
[0.79498873426260674,27.576580998019629,0.67100000000000004,0.52700000000000002,-2.1999999999999999E-2,0.314,0.313,2.5219999999999998,null,3.2985555015231984,24.941955603262677,12.758494577602109]
[0.63198574335940483,25.415508558829533,0.98599999999999999,0.66600000000000004,-2.1999999999999999E-2,0.314,0.313,2.5219999999999998,null,3.215356180681328,22.933760112071322,24.204216615316671]
[0.32892610968569669,20.463635210327766,0.93100000000000005,0.72299999999999998,-2.1999999999999999E-2,0.314,0.313,2.5219999999999998,null,2.9937032292044385,24.250522000199709,7.756170098880073]
[0.45222971286639779,22.676436186289322,0.91900000000000004,0.37,-2.1999999999999999E-2,0.314,0.313,2.5219999999999998,null,3.0988608072409303,12.953884185321559,14.147247354518848]
[0.20839246952632606,17.846975918801881,0.86399999999999999,0.32200000000000001,-2.1999999999999999E-2,0.314,0.313,2.5219999999999998,null,2.8531411620610028,10.92754207016233,8.2511096903904324]
[0.36348164068575739,21.120448528778411,0.99199999999999999,0.77500000000000002,-2.1999999999999999E-2,0.314,0.313,2.5219999999999998,null,3.026087195657222,25.036076522054323,11.014592004993142]
[0.39859700072554005,21.756632304954504,0.59899999999999998,0.33700000000000002,-2.1999999999999999E-2,0.314,0.313,2.5219999999999998,null,3.0564844816455934,16.071369496596439,16.876588875280937]
[6.5211346689015848E-2,7.8550688846553207,0.89,0.48499999999999999,-2.1999999999999999E-2,0.314,0.313,2.5219999999999998,null,1.9938461843903272,12.274468541421919,17.064327953174619]
[0.17218613066966648,9.6393174426534252,0.79200000000000004,0.49299999999999999,-2.1999999999999999E-2,0.314,0.313,2.5219999999999998,null,{"$f":"-LN(-LN(1-(1/B1049)))","v":2.2115867283616528},{"$f":"D1049*(C1049^((E1049*J1049)+F1049-1))*EXP((G1049*J1049)+H1049)","v":14.560284388670452},28.424753916735213]
[0.52095591588961099,{"$f":"IF($B$13=\"exact vlaue\",$B$15,(IF(A1050<=$B$17,($B$14+(SQRT(A1050*($B$16-$B$14)*($B$15-$B$14)))),($B$16+((SQRT(A1050)-1)*(SQRT(($B$16-$B$14)*($B$16-$B$15))))))))","v":23.778649763269964},{"$f":"IF($C$13=\"exact value\",$C$15,(RANDBETWEEN(($C$14*1000),($C$16*1000))/1000))","v":0.996},{"$f":"IF($D$13=\"exact value\",$D$15,(RANDBETWEEN(($D$14*1000),($D$16*1000))/1000))","v":0.56699999999999995},{"$f":"IF($E$13=\"exact value\",$E$15,(RANDBETWEEN(($E$14*1000),($E$16*1000))/1000))","v":-2.1999999999999999E-2},{"$f":"IF($F$13=\"exact value\",$F$15,(RANDBETWEEN(($F$14*1000),($F$16*1000))/1000))","v":0.314},{"$f":"IF($G$13=\"exact value\",$G$15,(RANDBETWEEN(($G$14*1000),($G$16*1000))/1000))","v":0.313},{"$f":"IF($H$13=\"exact value\",$H$15,(RANDBETWEEN(($H$14*1000),($H$16*1000))/1000))","v":2.5219999999999998},null,3.1473828093923681,18.968161667025239,12.644982763996534]
[0.70616702686919208,26.429836807432615,0.96299999999999997,0.59499999999999997,-2.1999999999999999E-2,0.314,0.313,2.5219999999999998,null,3.2552703437785024,21.12103112806134,11.826409529191734]
[0.65821105789855883,25.780586138638874,0.59199999999999997,0.57099999999999995,-2.1999999999999999E-2,0.314,0.313,2.5219999999999998,null,3.229906342709171,29.063445444706616,8.8851676485034936]
[0.24768788673231135,18.767839594898334,0.76200000000000001,0.69099999999999995,-2.1999999999999999E-2,0.314,0.313,2.5219999999999998,null,2.9048923186689297,26.19182335322736,5.7452394066538055]
[0.18464261424475714,9.8041988698007323,0.64100000000000001,0.32400000000000001,-2.1999999999999999E-2,0.314,0.313,2.5219999999999998,null,2.2295019497590398,11.242684347919271,14.29852423423956]
[3.8849751420014456E-2,7.2036830369864457,0.81899999999999995,0.63800000000000001,-2.1999999999999999E-2,0.314,0.313,2.5219999999999998,null,1.9007982464391062,16.657441571731169,24.91570054345814]
[0.7618092941833593,27.156098829364034,0.754,0.30299999999999999,-2.1999999999999999E-2,0.314,0.313,2.5219999999999998,null,3.2829006752401515,13.060856732253969,9.891866701389846]
[0.44980379702509632,22.636049818901839,0.64500000000000002,0.79,-2.1999999999999999E-2,0.314,0.313,2.5219999999999998,null,3.0970373890584084,36.101782148110338,7.941283301454563]
[0.41910852485829875,22.115309394283397,0.94899999999999995,0.74399999999999999,-2.1999999999999999E-2,0.314,0.313,2.5219999999999998,null,3.0732234311833819,25.220409532503318,5.8325254811620777]
[0.18741286981135574,9.8401042061529491,0.94399999999999995,0.52100000000000002,-2.1999999999999999E-2,0.314,0.313,2.5219999999999998,null,2.2333609746400533,13.618128249946421,22.912180864643293]
[0.15710136992693535,9.431441214872077,0.67,0.442,-2.1999999999999999E-2,0.314,0.313,2.5219999999999998,null,2.1885316889815418,14.651968646376583,17.426894875023095]
[0.18855448760784266,9.8548234726898496,0.64400000000000002,0.58399999999999996,-2.1999999999999999E-2,0.314,0.313,2.5219999999999998,null,2.2349386663493132,20.230619804640398,10.913316666553998]
[0.82240819851681757,27.917488269931823,0.7,0.41599999999999998,-2.1999999999999999E-2,0.314,0.313,2.5219999999999998,null,3.3110701947648713,19.143350651328859,10.228559390889529]
[0.11915078157752113,8.8592548111248295,0.60699999999999998,0.42399999999999999,-2.1999999999999999E-2,0.314,0.313,2.5219999999999998,null,2.1221748634426199,14.790662790008867,13.187146924032996]
[0.26240521750221812,19.093690951982659,0.60899999999999999,0.39100000000000001,-2.1999999999999999E-2,0.314,0.313,2.5219999999999998,null,2.9225812123634238,17.633846404251269,15.837583624472929]
[0.49689013477053667,23.401460542397718,0.97599999999999998,0.48899999999999999,-2.1999999999999999E-2,0.314,0.313,2.5219999999999998,null,3.1310417663678942,16.526438337477259,11.881078548798977]
[0.82704216035027611,27.974537956197853,0.64200000000000002,0.72499999999999998,-2.1999999999999999E-2,0.314,0.313,2.5219999999999998,null,3.3131492702457299,35.649915122687204,22.239224957747307]
[0.1447844293532401,9.2541807283136208,0.67200000000000004,0.51400000000000001,-2.1999999999999999E-2,0.314,0.313,2.5219999999999998,null,2.1684424475266892,16.891934432319282,16.233609588001759]
[0.73167174457422368,26.766156667213654,0.51900000000000002,0.72299999999999998,-2.1999999999999999E-2,0.314,0.313,2.5219999999999998,null,3.2681604842840839,41.16785114856448,13.066402213452651]
[0.31327426702618155,20.15479598555914,0.51800000000000002,0.66400000000000003,-2.1999999999999999E-2,0.314,0.313,2.5219999999999998,null,2.9781056028699244,34.432733751225847,14.439490077111504]
[6.770705334928695E-2,7.9091891771868106,0.66500000000000004,0.40400000000000003,-2.1999999999999999E-2,0.314,0.313,2.5219999999999998,null,2.0011999868246959,12.677931174045442,16.138644493616578]
[0.41378015099847099,22.022994147169399,0.84799999999999998,0.308,-2.1999999999999999E-2,0.314,0.313,2.5219999999999998,null,3.068941924131384,11.349334717108501,9.0042578298421265]
[0.43194168937528121,22.335266764359158,0.51300000000000001,0.54800000000000004,-2.1999999999999999E-2,0.314,0.313,2.5219999999999998,null,3.0833515803877196,29.629709790770455,12.839695634738117]
[4.0426254430186104E-2,7.2479505785878082,0.82199999999999995,0.56399999999999995,-2.1999999999999999E-2,0.314,0.313,2.5219999999999998,null,1.9074043714203228,14.71707086523233,20.726992661710664]
[0.45625019281359736,22.743130883468353,0.66200000000000003,0.39200000000000002,-2.1999999999999999E-2,0.314,0.313,2.5219999999999998,null,3.101864766819304,17.593102191414761,14.107698584133235]
[0.80821630625579177,27.741761696820788,0.66900000000000004,0.442,-2.1999999999999999E-2,0.314,0.313,2.5219999999999998,null,3.3046388440665941,21.007572141778386,16.779030286041859]
[0.17362377063872836,9.6586447954143324,0.65200000000000002,0.72599999999999998,-2.1999999999999999E-2,0.314,0.313,2.5219999999999998,null,2.2137034606260491,24.752428717431808,13.740020535958445]
[5.1982708792635557E-2,7.5490858359575581,0.99099999999999999,0.66400000000000003,-2.1999999999999999E-2,0.314,0.313,2.5219999999999998,null,1.9512171944846708,15.330554961514697,9.9005689191894657]
[0.23415487474954833,18.459553003217835,0.55000000000000004,0.34,-2.1999999999999999E-2,0.314,0.313,2.5219999999999998,null,2.8878637258384838,16.365741985080099,6.5573800950187513]
[{"$f":"RAND()","v":0.45703900330766589},22.756181726445877,0.85199999999999998,0.58399999999999996,-2.1999999999999999E-2,0.314,0.313,2.5219999999999998,null,3.1024515282012168,21.671996505273626,11.790383381079376]
[0.28641247661944369,19.606201118105446,0.97699999999999998,0.32900000000000001,-2.1999999999999999E-2,0.314,0.313,2.5219999999999998,null,2.9497845992985154,10.49666253750847,8.4762642034902971]
[0.76790910217836339,27.234078480443319,0.58799999999999997,0.54300000000000004,-2.1999999999999999E-2,0.314,0.313,2.5219999999999998,null,3.2858224842195467,28.28944989450239,25.332764521807359]
[0.46096970531877768,22.821047816399229,0.51300000000000001,0.36899999999999999,-2.1999999999999999E-2,0.314,0.313,2.5219999999999998,null,3.1053627861715105,20.095816442232422,9.1594750029901242]
[1.1763887551388796E-2,6.2126359486356986,0.79900000000000004,0.35499999999999998,-2.1999999999999999E-2,0.314,0.313,2.5219999999999998,null,1.7401184799211051,8.966940237808803,16.372093774087517]
[0.22756387033329406,18.306181767491864,0.875,0.68899999999999995,-2.1999999999999999E-2,0.314,0.313,2.5219999999999998,null,2.8792827661274534,23.353864536491393,15.492273910537408]
[0.36481661077180294,21.14518211478542,0.999,0.55600000000000005,-2.1999999999999999E-2,0.314,0.313,2.5219999999999998,null,3.0272864152847827,17.873276066643452,9.5167664066245798]
[0.85675345535710057,28.336583997746324,0.53900000000000003,0.75,-2.1999999999999999E-2,0.314,0.313,2.5219999999999998,null,3.3262435674981377,42.293521453250271,14.226655750121489]
[0.84045484409301907,28.1387695358131,0.83899999999999997,0.60899999999999999,-2.1999999999999999E-2,0.314,0.313,2.5219999999999998,null,3.319110375820757,24.488079618624049,4.6561939707352327]
[0.8113816792895725,27.781088758196656,0.93400000000000005,0.40300000000000002,-2.1999999999999999E-2,0.314,0.313,2.5219999999999998,null,3.3060817579983532,14.87661232912947,15.817444881079044]
[0.45453098148533666,22.714647443429847,0.71599999999999997,0.48299999999999998,-2.1999999999999999E-2,0.314,0.313,2.5219999999999998,null,3.1005829638761022,20.423936614070787,21.814762921308734]
[0.53257667792254448,23.957663859123556,0.84799999999999998,0.67600000000000005,-2.1999999999999999E-2,0.314,0.313,2.5219999999999998,null,3.1550457856843463,25.598026233727641,12.660174078053805]
[0.8821312701669467,28.640882906942544,0.66800000000000004,0.58899999999999997,-2.1999999999999999E-2,0.314,0.313,2.5219999999999998,null,3.3371181814013799,28.320573317245845,7.1107865326399073]
[0.71559251463565066,26.554823319496453,0.88200000000000001,0.73,-2.1999999999999999E-2,0.314,0.313,2.5219999999999998,null,3.2600801317523298,27.738915614114081,17.84715071800726]
[0.85041960575011399,28.259936192403682,0.64700000000000002,0.57499999999999996,-2.1999999999999999E-2,0.314,0.313,2.5219999999999998,null,3.3234856830162349,28.201974847051975,17.895273559774211]
[0.12030934693664619,8.87797219782205,0.58799999999999997,0.79300000000000004,-2.1999999999999999E-2,0.314,0.313,2.5219999999999998,null,2.1244168210417076,28.335476444522044,16.28381590558984]
[0.82268887073130337,27.920948250524404,0.90500000000000003,0.45400000000000001,-2.1999999999999999E-2,0.314,0.313,2.5219999999999998,null,3.3111964109033245,17.192868742745191,11.438414726963634]
[0.46413130927879676,22.873021503397922,0.98699999999999999,0.32700000000000001,-2.1999999999999999E-2,0.314,0.313,2.5219999999999998,null,3.107689316940327,10.878438918189259,17.174142333325154]
[0.34999800414363891,20.868039062131398,0.97499999999999998,0.69099999999999995,-2.1999999999999999E-2,0.314,0.313,2.5219999999999998,null,3.0137660347361286,22.527571811098351,17.107311166245623]
[0.56247957751894373,24.409525613114432,0.91200000000000003,0.53200000000000003,-2.1999999999999999E-2,0.314,0.313,2.5219999999999998,null,3.1741311402052337,19.182815219386878,14.394032922784676]
[0.60500493220319596,25.031918251219981,0.85799999999999998,0.79300000000000004,-2.1999999999999999E-2,0.314,0.313,2.5219999999999998,null,3.1998365604791674,30.188461673095414,11.154342101905241]
[0.6373692665525118,25.491060568068264,0.88200000000000001,0.69099999999999995,-2.1999999999999999E-2,0.314,0.313,2.5219999999999998,null,3.2183847317566125,25.913544184343941,11.412009318753674]
[0.29945848324867386,19.875710281891305,0.80300000000000005,0.76800000000000002,-2.1999999999999999E-2,0.314,0.313,2.5219999999999998,null,2.9637981954909596,28.517495466313047,20.669738729347809]
[0.79795067567149158,27.613687244653711,0.8,0.64500000000000002,-2.1999999999999999E-2,0.314,0.313,2.5219999999999998,null,3.2999252928171385,26.726296964501728,17.839771012351957]
[4.9397913405422433E-2,7.4849022467046478,0.81799999999999995,0.63300000000000001,-2.1999999999999999E-2,0.314,0.313,2.5219999999999998,null,1.942039153085318,16.759563987718582,8.3552876825365008]
[0.77719943398515479,27.352252959442644,0.97399999999999998,0.73299999999999998,-2.1999999999999999E-2,0.314,0.313,2.5219999999999998,null,3.2902341359291261,26.081143635877453,14.17946635875226]
[0.65256404903840581,25.702598568625191,0.70199999999999996,0.45300000000000001,-2.1999999999999999E-2,0.314,0.313,2.5219999999999998,null,3.2268158863509186,20.246254676182769,13.030123730109853]
[0.31090268859366976,20.107333069751455,0.502,0.61899999999999999,-2.1999999999999999E-2,0.314,0.313,2.5219999999999998,null,2.9756868100940679,32.838973376508498,14.374629234312735]
[6.7492273768809952E-2,7.9045712628718965,0.51900000000000002,0.63700000000000001,-2.1999999999999999E-2,0.314,0.313,2.5219999999999998,null,2.0005746224501042,23.950136984295305,4.6209117309240453]
[7.5441147127583652E-2,8.070853853726673,0.749,0.45400000000000001,-2.1999999999999999E-2,0.314,0.313,2.5219999999999998,null,2.0228492186714244,13.152619018743321,14.011999109453775]
[0.85675370841397791,28.33658705439262,0.71599999999999997,0.73199999999999998,-2.1999999999999999E-2,0.314,0.313,2.5219999999999998,null,3.3262436773285602,33.273516087516008,33.164505171655165]
[0.52323285985855461,23.813881422428057,0.99099999999999999,0.40300000000000002,-2.1999999999999999E-2,0.314,0.313,2.5219999999999998,null,3.1488956050641477,13.539534159454323,6.9921635517741834]
[0.15685515523847449,9.4279672994286337,0.89800000000000002,0.502,-2.1999999999999999E-2,0.314,0.313,2.5219999999999998,null,2.188141844465922,13.419592285654103,13.580108323537775]
[0.26870218713181315,19.230312139670431,0.94699999999999995,0.60199999999999998,-2.1999999999999999E-2,0.314,0.313,2.5219999999999998,null,2.9299055725512404,19.53933643258615,10.083103337461647]
[3.9615223294618529E-2,7.2252871526675646,0.84099999999999997,0.61199999999999999,-2.1999999999999999E-2,0.314,0.313,2.5219999999999998,null,{"$f":"-LN(-LN(1-(1/B1113)))","v":1.9040277399636369},{"$f":"D1113*(C1113^((E1113*J1113)+F1113-1))*EXP((G1113*J1113)+H1113)","v":15.689340176971031},4.770896393395935]
[0.96128484311132456,{"$f":"IF($B$13=\"exact vlaue\",$B$15,(IF(A1114<=$B$17,($B$14+(SQRT(A1114*($B$16-$B$14)*($B$15-$B$14)))),($B$16+((SQRT(A1114)-1)*(SQRT(($B$16-$B$14)*($B$16-$B$15))))))))","v":29.562878821992289},{"$f":"IF($C$13=\"exact value\",$C$15,(RANDBETWEEN(($C$14*1000),($C$16*1000))/1000))","v":0.63800000000000001},{"$f":"IF($D$13=\"exact value\",$D$15,(RANDBETWEEN(($D$14*1000),($D$16*1000))/1000))","v":0.42899999999999999},{"$f":"IF($E$13=\"exact value\",$E$15,(RANDBETWEEN(($E$14*1000),($E$16*1000))/1000))","v":-2.1999999999999999E-2},{"$f":"IF($F$13=\"exact value\",$F$15,(RANDBETWEEN(($F$14*1000),($F$16*1000))/1000))","v":0.314},{"$f":"IF($G$13=\"exact value\",$G$15,(RANDBETWEEN(($G$14*1000),($G$16*1000))/1000))","v":0.313},{"$f":"IF($H$13=\"exact value\",$H$15,(RANDBETWEEN(($H$14*1000),($H$16*1000))/1000))","v":2.5219999999999998},null,3.3693630452551253,21.583428269574227,10.789465004433254]
[0.81808285758518651,27.864092876198782,0.754,0.56699999999999995,-2.1999999999999999E-2,0.314,0.313,2.5219999999999998,null,3.3091203687621333,24.646030672026388,8.2756043690269099]
[0.34758430603710921,20.822345409630806,0.92100000000000004,0.54800000000000004,-2.1999999999999999E-2,0.314,0.313,2.5219999999999998,null,3.0115192100661377,18.634829784812784,11.745001003340175]
[0.76064370105239809,27.141162459165496,0.59299999999999997,0.72599999999999998,-2.1999999999999999E-2,0.314,0.313,2.5219999999999998,null,3.2823400506695521,37.538941361755285,8.8200649691658928]
[0.69785683810966037,26.318945998952451,0.78100000000000003,0.754,-2.1999999999999999E-2,0.314,0.313,2.5219999999999998,null,3.2509835340248183,31.325712045401286,10.013461821714102]
[0.47263197639841459,23.011892820348898,0.96599999999999997,0.46300000000000002,-2.1999999999999999E-2,0.314,0.313,2.5219999999999998,null,3.1138792690219912,15.685165863444674,7.0207674680572332]
[0.59990502604487494,24.958457415475461,0.90800000000000003,0.68400000000000005,-2.1999999999999999E-2,0.314,0.313,2.5219999999999998,null,3.1968367343880186,24.923388634202539,11.350251654090519]
[0.53945236467856594,24.06266283055238,0.59899999999999998,0.66200000000000003,-2.1999999999999999E-2,0.314,0.313,2.5219999999999998,null,3.1595132501588776,32.643039966456215,25.237887998491665]
[0.68041438104844165,26.084026525841399,0.55700000000000005,0.39600000000000002,-2.1999999999999999E-2,0.314,0.313,2.5219999999999998,null,3.2418408564214682,21.190045777781609,10.498912369942325]
[0.15207676457242869,9.3599994921506102,0.70499999999999996,0.49,-2.1999999999999999E-2,0.314,0.313,2.5219999999999998,null,2.1804836627466004,15.606795420194507,16.185456808395021]
[0.68276361883099723,26.115840714950924,0.86399999999999999,0.66500000000000004,-2.1999999999999999E-2,0.314,0.313,2.5219999999999998,null,3.243083917718681,25.529331273392064,7.4084136464150898]
[0.58737752792674769,24.776670194100998,0.84499999999999997,0.63200000000000001,-2.1999999999999999E-2,0.314,0.313,2.5219999999999998,null,3.1893743917604254,24.258347810657753,21.922646105466406]
[0.13153768379669251,9.054899564056619,0.995,0.51400000000000001,-2.1999999999999999E-2,0.314,0.313,2.5219999999999998,null,2.1453638317176589,12.574136573258636,8.9621595317960487]
[0.98511733075169716,29.83298295506648,0.91200000000000003,0.45300000000000001,-2.1999999999999999E-2,0.314,0.313,2.5219999999999998,null,3.3786157173414018,17.421090010106539,8.1088346489492444]
[3.9055104823165654E-2,7.209499514119817,0.627,0.45800000000000002,-2.1999999999999999E-2,0.314,0.313,2.5219999999999998,null,1.9016687534510806,14.528275172007508,16.982664741127344]
[0.76033022506299652,27.13714350175529,0.63300000000000001,0.64100000000000001,-2.1999999999999999E-2,0.314,0.313,2.5219999999999998,null,3.2821891486645622,31.541889631113566,12.187373838790114]
[0.48959346357387068,23.285301555265008,0.88700000000000001,0.47099999999999997,-2.1999999999999999E-2,0.314,0.313,2.5219999999999998,null,3.1259551133167207,17.082107685375664,25.700790179028328]
[0.56487644018565286,24.445218597086424,0.53100000000000003,0.68500000000000005,-2.1999999999999999E-2,0.314,0.313,2.5219999999999998,null,3.1756232967614419,37.191873568960645,21.314426100813023]
[4.6453921542985777E-2,7.4097178658243834,0.64400000000000002,0.45,-2.1999999999999999E-2,0.314,0.313,2.5219999999999998,null,1.9311794212751809,14.133197708344319,11.667790590021816]
[0.45967457533835154,22.799705697316973,0.61399999999999999,0.71399999999999997,-2.1999999999999999E-2,0.314,0.313,2.5219999999999998,null,3.1044058650843609,33.944364763069316,7.4956935179333826]
[0.2108246536083539,17.906370765647988,0.66200000000000003,0.32800000000000001,-2.1999999999999999E-2,0.314,0.313,2.5219999999999998,null,2.8565611326969877,13.602485866981375,18.704690548528053]
[0.46726163170951507,22.924306841115232,0.53400000000000003,0.55200000000000005,-2.1999999999999999E-2,0.314,0.313,2.5219999999999998,null,3.1099797394545856,29.209928098264697,15.726577764522766]
[0.23285617105050416,18.429504909485129,0.75900000000000001,0.59099999999999997,-2.1999999999999999E-2,0.314,0.313,2.5219999999999998,null,2.8861883592758395,22.33408263507804,16.035899196252387]
[0.63497911970864462,25.45755694624706,0.78200000000000003,0.56599999999999995,-2.1999999999999999E-2,0.314,0.313,2.5219999999999998,null,3.2170428494654515,23.239759351105409,9.6155698213920591]
[0.85384241294413343,28.301391913776843,0.64200000000000002,0.35,-2.1999999999999999E-2,0.314,0.313,2.5219999999999998,null,3.3249782565589729,17.276134960767543,9.5471507034777403]
[0.35758204958847972,21.010596334418132,0.71299999999999997,0.38700000000000001,-2.1999999999999999E-2,0.314,0.313,2.5219999999999998,null,3.0207435061023902,16.0017556891132,20.201817701108816]
[9.614024974113522E-2,8.4666311049262077,0.99099999999999999,0.61699999999999999,-2.1999999999999999E-2,0.314,0.313,2.5219999999999998,null,2.0739464458635504,14.803644992956423,13.488734072177538]
[0.66636962282821566,25.89267091505646,0.52500000000000002,0.35499999999999998,-2.1999999999999999E-2,0.314,0.313,2.5219999999999998,null,3.2343313225173973,19.817919178997958,19.349045507677051]
[0.71735621809545902,26.578119264216006,0.66,0.47399999999999998,-2.1999999999999999E-2,0.314,0.313,2.5219999999999998,null,3.2609740641206484,22.443256517640425,7.9587915378545988]
[{"$f":"RAND()","v":0.99788759172330799},29.976370071874317,0.753,0.71399999999999997,-2.1999999999999999E-2,0.314,0.313,2.5219999999999998,null,3.3834930043731983,31.813456527352219,10.425919989147447]
[0.18049720649238676,9.7499632431786623,0.51700000000000002,0.71899999999999997,-2.1999999999999999E-2,0.314,0.313,2.5219999999999998,null,2.2236443877686431,29.164223307321109,12.609914799243823]
[0.78088217933328896,27.398902448992683,0.55400000000000005,0.46,-2.1999999999999999E-2,0.314,0.313,2.5219999999999998,null,3.291970294652085,25.12279511950619,12.636442091511915]
[0.14652147112630287,9.2796242698147999,0.77900000000000003,0.39100000000000001,-2.1999999999999999E-2,0.314,0.313,2.5219999999999998,null,2.1713509878618176,11.54023813680304,32.419487990639617]
[0.20748283660870237,17.824673351151002,0.68899999999999995,0.436,-2.1999999999999999E-2,0.314,0.313,2.5219999999999998,null,2.851853946219721,17.521587304219846,12.422441763029953]
[0.85172734441266784,28.275784849698212,0.94599999999999995,0.53700000000000003,-2.1999999999999999E-2,0.314,0.313,2.5219999999999998,null,3.3240565618720956,19.743293043425158,18.415459910370291]
[0.83458346747289758,28.067039964034375,0.57199999999999995,0.502,-2.1999999999999999E-2,0.314,0.313,2.5219999999999998,null,3.3165111817202551,26.974232851343842,18.333942156034492]
[0.7598801038358024,27.131371218109553,0.86199999999999999,0.65800000000000003,-2.1999999999999999E-2,0.314,0.313,2.5219999999999998,null,3.2819723736977173,25.618127730476832,22.559739468683585]
[0.49646861442228962,23.394773478118779,0.59499999999999997,0.60199999999999998,-2.1999999999999999E-2,0.314,0.313,2.5219999999999998,null,3.1307496379445046,29.55798871111125,12.497059919702529]
[0.96002278645163042,29.548482537281757,0.70099999999999996,0.52500000000000002,-2.1999999999999999E-2,0.314,0.313,2.5219999999999998,null,3.3688674751124483,24.584776370633044,19.146640258076477]
[0.72030146668278627,26.616957942626314,0.98,0.748,-2.1999999999999999E-2,0.314,0.313,2.5219999999999998,null,3.2624626410079842,26.261594731199462,16.82947603032181]
[0.69575086205356163,26.290739233398778,0.64400000000000002,0.60499999999999998,-2.1999999999999999E-2,0.314,0.313,2.5219999999999998,null,3.2498901799206603,29.079416321068067,14.151086328254536]
[0.15986464099554831,9.4702438551429751,0.64100000000000001,0.60099999999999998,-2.1999999999999999E-2,0.314,0.313,2.5219999999999998,null,2.1928758209186614,20.609388584141126,16.528135851717117]
[0.13995038558251227,9.18255880984524,0.56999999999999995,0.52800000000000002,-2.1999999999999999E-2,0.314,0.313,2.5219999999999998,null,2.1602092775041988,19.527321069930753,11.910898239633994]
[0.54463552049216735,24.141373438044525,0.77500000000000002,0.53300000000000003,-2.1999999999999999E-2,0.314,0.313,2.5219999999999998,null,3.1628491614736953,21.657029764996064,10.107250766905342]
[0.4063018379744987,21.89242230796107,0.64700000000000002,0.68500000000000005,-2.1999999999999999E-2,0.314,0.313,2.5219999999999998,null,3.0628546231028029,30.887967195934486,13.188575826372976]
[0.56138420074786677,24.393188446219952,0.66700000000000004,0.45200000000000001,-2.1999999999999999E-2,0.314,0.313,2.5219999999999998,null,3.1734474160297048,20.6413239030319,20.145331301198933]
[0.1851151757083872,9.8103427074948009,0.78900000000000003,0.46500000000000002,-2.1999999999999999E-2,0.314,0.313,2.5219999999999998,null,2.2301633346505021,13.85332402310323,9.9476943451648303]
[5.0634441022477938E-2,7.5158110278416661,0.502,0.67700000000000005,-2.1999999999999999E-2,0.314,0.313,2.5219999999999998,null,1.9464695588711769,25.621520297916319,14.759196100252137]
[0.17463203027113228,9.6721519435792693,0.61599999999999999,0.47599999999999998,-2.1999999999999999E-2,0.314,0.313,2.5219999999999998,null,2.2151801033048457,16.928501182382103,18.059815391295295]
[0.25147578021309047,18.85261100454337,0.91600000000000004,0.72199999999999998,-2.1999999999999999E-2,0.314,0.313,2.5219999999999998,null,2.9095243605448617,23.873188452776802,9.2001347892157987]
[0.89230728260833425,28.761669557028764,0.84099999999999997,0.36,-2.1999999999999999E-2,0.314,0.313,2.5219999999999998,null,3.3414021064650492,14.55198279088934,14.112632227089252]
[0.81131801842250129,27.78029858284884,0.59399999999999997,0.73899999999999999,-2.1999999999999999E-2,0.314,0.313,2.5219999999999998,null,3.3060527868745462,38.457088210953096,17.561729062539502]
[4.346229320756978E-2,7.3308338960436927,0.69899999999999995,0.35099999999999998,-2.1999999999999999E-2,0.314,0.313,2.5219999999999998,null,1.9196566407861004,10.34669159344776,18.550456349398619]
[0.49270416438084907,23.334927323500221,0.53100000000000003,0.73699999999999999,-2.1999999999999999E-2,0.314,0.313,2.5219999999999998,null,3.1281314150220529,39.398707650201786,15.185323131901562]
[0.36586777280560856,21.164625633857174,0.82399999999999995,0.42699999999999999,-2.1999999999999999E-2,0.314,0.313,2.5219999999999998,null,3.0282281345178745,15.872056201425131,12.682712028887158]
[5.5375859808507011E-2,7.6309660727693505,0.625,0.36799999999999999,-2.1999999999999999E-2,0.314,0.313,2.5219999999999998,null,1.9628044323394154,11.934143466864647,31.414785427254465]
[0.85361917043456659,28.298690622409747,0.53700000000000003,0.69599999999999995,-2.1999999999999999E-2,0.314,0.313,2.5219999999999998,null,3.3248810669882376,39.34179717516097,27.713392805697801]
[0.28729218544023527,19.624565016833333,0.94199999999999995,0.49399999999999999,-2.1999999999999999E-2,0.314,0.313,2.5219999999999998,null,2.9507457247575517,16.203558986238484,7.0279763048849055]
[0.71836288928125225,26.59140308258338,0.61399999999999999,0.504,-2.1999999999999999E-2,0.314,0.313,2.5219999999999998,null,3.2614834448067955,25.210661962558053,14.098878573027196]
[0.95438953177089858,29.484108296426584,0.61499999999999999,0.75700000000000001,-2.1999999999999999E-2,0.314,0.313,2.5219999999999998,null,3.3666484801373771,39.128936280015019,10.443100293764781]
[0.55323679866297293,24.271169170067907,0.66100000000000003,0.45800000000000002,-2.1999999999999999E-2,0.314,0.313,2.5219999999999998,null,3.16832596392435,21.023947229259367,9.1811629914634398]
[0.93248862252228026,29.232011378749942,0.94899999999999995,0.47,-2.1999999999999999E-2,0.314,0.313,2.5219999999999998,null,3.3579109215561393,17.422809972954695,22.634888631027501]
[0.36960074421017153,21.233450285623334,0.999,0.48599999999999999,-2.1999999999999999E-2,0.314,0.313,2.5219999999999998,null,3.0315544486065131,15.643929621478366,23.926502599665568]
[0.26482377586361194,19.146356678051426,0.88500000000000001,0.61399999999999999,-2.1999999999999999E-2,0.314,0.313,2.5219999999999998,null,{"$f":"-LN(-LN(1-(1/B1177)))","v":2.9254110204709134},{"$f":"D1177*(C1177^((E1177*J1177)+F1177-1))*EXP((G1177*J1177)+H1177)","v":20.937941321809376},12.265212231562387]
[0.26145679280958811,{"$f":"IF($B$13=\"exact vlaue\",$B$15,(IF(A1178<=$B$17,($B$14+(SQRT(A1178*($B$16-$B$14)*($B$15-$B$14)))),($B$16+((SQRT(A1178)-1)*(SQRT(($B$16-$B$14)*($B$16-$B$15))))))))","v":19.072972152745663},{"$f":"IF($C$13=\"exact value\",$C$15,(RANDBETWEEN(($C$14*1000),($C$16*1000))/1000))","v":0.67100000000000004},{"$f":"IF($D$13=\"exact value\",$D$15,(RANDBETWEEN(($D$14*1000),($D$16*1000))/1000))","v":0.59499999999999997},{"$f":"IF($E$13=\"exact value\",$E$15,(RANDBETWEEN(($E$14*1000),($E$16*1000))/1000))","v":-2.1999999999999999E-2},{"$f":"IF($F$13=\"exact value\",$F$15,(RANDBETWEEN(($F$14*1000),($F$16*1000))/1000))","v":0.314},{"$f":"IF($G$13=\"exact value\",$G$15,(RANDBETWEEN(($G$14*1000),($G$16*1000))/1000))","v":0.313},{"$f":"IF($H$13=\"exact value\",$H$15,(RANDBETWEEN(($H$14*1000),($H$16*1000))/1000))","v":2.5219999999999998},null,2.9214657607647698,24.942499078633599,33.302878018697058]
[0.67289925539327777,25.981883505433736,0.82299999999999995,0.73199999999999998,-2.1999999999999999E-2,0.314,0.313,2.5219999999999998,null,3.2378393893618393,29.106955039062992,18.303027015645558]
[0.37301033062799149,21.296009623022243,0.65,0.78,-2.1999999999999999E-2,0.314,0.313,2.5219999999999998,null,3.0345683851665832,34.731078165792276,7.1790986763833207]
[0.96409864235617126,29.594941855420259,0.70699999999999996,0.505,-2.1999999999999999E-2,0.314,0.313,2.5219999999999998,null,3.3704658843105042,23.50755298696231,16.269519899020644]
[0.98721817208580342,29.856635230260988,0.78800000000000003,0.59499999999999997,-2.1999999999999999E-2,0.314,0.313,2.5219999999999998,null,3.3794218856615963,25.57776406473651,9.1147818891303611]
[0.70387521613257698,26.399320439988468,0.96199999999999997,0.36199999999999999,-2.1999999999999999E-2,0.314,0.313,2.5219999999999998,null,3.2540924760112935,12.855471820286359,9.4254373226301915]
[0.25392026873545126,18.906979004345999,0.72799999999999998,0.41799999999999998,-2.1999999999999999E-2,0.314,0.313,2.5219999999999998,null,2.9124838538350386,16.435571324525888,12.28752883980556]
[0.54617173162727928,24.164630080301023,0.80900000000000005,0.78100000000000003,-2.1999999999999999E-2,0.314,0.313,2.5219999999999998,null,3.1638326973183011,30.730469298532974,16.463594709506218]
[0.9507373948038299,29.442271800463509,0.93400000000000005,0.59299999999999997,-2.1999999999999999E-2,0.314,0.313,2.5219999999999998,null,3.3652037215512811,22.30123723274453,20.160299673692204]
[0.76449094632908343,27.190419252027201,0.61299999999999999,0.38800000000000001,-2.1999999999999999E-2,0.314,0.313,2.5219999999999998,null,3.2841876746906178,19.575564363064771,7.3838880861488541]
[2.596196005324658E-2,6.8014563571332562,0.85099999999999998,0.68600000000000005,-2.1999999999999999E-2,0.314,0.313,2.5219999999999998,null,1.8386763918499676,17.078765924554848,20.339093373136667]
[0.84838671637663321,28.235275123678605,0.85399999999999998,0.751,-2.1999999999999999E-2,0.314,0.313,2.5219999999999998,null,3.3225967266666743,29.827385798428782,7.9749981022778753]
[0.60309234608270756,25.004405109371479,0.94199999999999995,0.373,-2.1999999999999999E-2,0.314,0.313,2.5219999999999998,null,3.1987140955940503,13.226387214556881,11.750364218071011]
[0.77860458424132717,27.370065069550257,0.79400000000000004,0.73699999999999999,-2.1999999999999999E-2,0.314,0.313,2.5219999999999998,null,3.2908974068797372,30.625253575192676,15.449988412792687]
[0.1354033292138066,9.114051063334756,0.53700000000000003,0.69399999999999995,-2.1999999999999999E-2,0.314,0.313,2.5219999999999998,null,2.1522700091617972,26.744872920430421,11.697569031322562]
[0.27663007916851923,19.400061680550714,0.98699999999999999,0.42399999999999999,-2.1999999999999999E-2,0.314,0.313,2.5219999999999998,null,2.9389318268486293,13.379000597850123,18.899717700090818]
[0.24911484507893078,18.799849896100397,0.69599999999999995,0.44900000000000001,-2.1999999999999999E-2,0.314,0.313,2.5219999999999998,null,2.9066439348698792,18.225685034617118,16.773395972320554]
[0.66518305471918038,25.876412300209438,0.51500000000000001,0.32800000000000001,-2.1999999999999999E-2,0.314,0.313,2.5219999999999998,null,3.2336906640277827,18.575316040102511,17.9539817882889]
[0.57867741538205597,24.649279298763215,0.97099999999999997,0.46899999999999997,-2.1999999999999999E-2,0.314,0.313,2.5219999999999998,null,3.184111617581761,16.179161571972845,9.0511947845545926]
[0.73712013626942441,26.837238553162379,0.51500000000000001,0.4,-2.1999999999999999E-2,0.314,0.313,2.5219999999999998,null,3.2708636961098509,22.930373593564848,14.014668047466493]
[0.8805196926179506,28.621690117580378,0.93100000000000005,0.43,-2.1999999999999999E-2,0.314,0.313,2.5219999999999998,null,3.3364357798584621,16.064767274513724,11.896931106871365]
[0.99307353875368731,29.922425246000493,0.90500000000000003,0.377,-2.1999999999999999E-2,0.314,0.313,2.5219999999999998,null,3.3816608714713881,14.597536749960215,26.969919229069784]
[7.3423072733338812E-2,8.0295022844796389,0.874,0.72599999999999998,-2.1999999999999999E-2,0.314,0.313,2.5219999999999998,null,2.0173562308954138,18.757456238341941,13.359441836881585]
[0.65570076596829174,25.745959421278862,0.97299999999999998,0.64500000000000002,-2.1999999999999999E-2,0.314,0.313,2.5219999999999998,null,3.2285353497858775,22.527738194721632,6.7955775317248781]
[0.35772674677049032,21.01330143424736,0.73699999999999999,0.67300000000000004,-2.1999999999999999E-2,0.314,0.313,2.5219999999999998,null,3.020875437590945,27.143838794299707,8.4809045493839292]
[0.58810481643145851,24.787276610989593,0.51800000000000002,0.754,-2.1999999999999999E-2,0.314,0.313,2.5219999999999998,null,3.1898113173803933,41.906687025644004,33.715367637924693]
[0.11365290835450204,8.7691661603480355,0.84,0.58599999999999997,-2.1999999999999999E-2,0.314,0.313,2.5219999999999998,null,2.1113130459791916,16.05644679417156,12.657541389143301]
[0.60580753195188075,25.043450940896545,0.96499999999999997,0.70499999999999996,-2.1999999999999999E-2,0.314,0.313,2.5219999999999998,null,3.2003066897350774,24.559215369416052,16.895748234817056]
[0.53343698923186589,23.970838666835149,0.76500000000000001,0.79100000000000004,-2.1999999999999999E-2,0.314,0.313,2.5219999999999998,null,3.1556074399943701,32.382242741541461,18.348704248131721]
[{"$f":"RAND()","v":0.23044312973531644},18.373451063950277,0.74099999999999999,0.40699999999999997,-2.1999999999999999E-2,0.314,0.313,2.5219999999999998,null,2.8830554859018029,15.644173862988644,10.23985923709853]
[0.51718854089502309,23.720186820043288,0.86399999999999999,0.44800000000000001,-2.1999999999999999E-2,0.314,0.313,2.5219999999999998,null,3.1448674343051817,16.672765901388157,9.5388087580162253]
[0.78573910888199583,27.460257499535764,0.58499999999999996,0.6,-2.1999999999999999E-2,0.314,0.313,2.5219999999999998,null,3.2942491709683259,31.466545761482134,12.864989465791693]
[0.73272713809889356,26.779946365477414,0.66400000000000003,0.39400000000000002,-2.1999999999999999E-2,0.314,0.313,2.5219999999999998,null,3.2686854719941767,18.616316084153514,18.828439744367564]
[0.10929622691239038,8.6962181164061185,0.64100000000000001,0.52400000000000002,-2.1999999999999999E-2,0.314,0.313,2.5219999999999998,null,2.102430351909875,17.451910569623742,16.892273363288083]
[0.71328553818837481,26.524308154418087,0.54300000000000004,0.64200000000000002,-2.1999999999999999E-2,0.314,0.313,2.5219999999999998,null,3.2589079665980112,35.217925626606409,8.4923230139643735]
[0.95983461628449773,29.546335269098112,0.98499999999999999,0.63700000000000001,-2.1999999999999999E-2,0.314,0.313,2.5219999999999998,null,3.3687935376245468,23.033158079289677,17.885032305869132]
[0.62119714326473985,25.263127181286261,0.95299999999999996,0.39400000000000002,-2.1999999999999999E-2,0.314,0.313,2.5219999999999998,null,3.2092198192105319,13.894659785569958,8.6805797155478448]
[0.38527892315887491,21.518782087028221,0.83299999999999996,0.45100000000000001,-2.1999999999999999E-2,0.314,0.313,2.5219999999999998,null,3.0452277499121867,16.717512573721546,14.037133183896421]
[0.58690947633370005,24.769840887458628,0.69599999999999995,0.71299999999999997,-2.1999999999999999E-2,0.314,0.313,2.5219999999999998,null,3.189092961063233,31.68834308410079,23.965479030372315]
[0.31017416149355137,20.092716578879852,0.755,0.59,-2.1999999999999999E-2,0.314,0.313,2.5219999999999998,null,2.9749407479556158,23.027956951199048,14.412685132936041]
[0.82321655940118088,27.92745172350611,0.79900000000000004,0.76,-2.1999999999999999E-2,0.314,0.313,2.5219999999999998,null,3.3114336070525972,31.636890434070914,20.962825640542107]
[0.39329616827732372,21.662446985416906,0.59699999999999998,0.70399999999999996,-2.1999999999999999E-2,0.314,0.313,2.5219999999999998,null,3.052042122756343,33.609647677424086,10.822907073020676]
[2.094406344301869E-2,6.6180259362498912,0.79800000000000004,0.40899999999999997,-2.1999999999999999E-2,0.314,0.313,2.5219999999999998,null,1.809006651072973,10.569292913319931,10.769296932768842]
[0.36227414440813988,21.098037556310828,0.78100000000000003,0.47299999999999998,-2.1999999999999999E-2,0.314,0.313,2.5219999999999998,null,3.0249993452640171,18.286814978751014,11.588963798787281]
[0.42419482706828238,22.202884813870487,0.79200000000000004,0.55400000000000005,-2.1999999999999999E-2,0.314,0.313,2.5219999999999998,null,3.0772682289287161,21.549499109488451,10.715744145187646]
[0.47179703089677805,22.998308324756234,0.70499999999999996,0.34300000000000003,-2.1999999999999999E-2,0.314,0.313,2.5219999999999998,null,3.113275451762421,14.734161729923741,6.2578390240768931]
[0.3378148270324085,20.63575871853579,0.625,0.76700000000000002,-2.1999999999999999E-2,0.314,0.313,2.5219999999999998,null,3.0022916866658069,34.810367035235416,14.596558956847439]
[0.78358265715904829,27.43303964757461,0.60299999999999998,0.46300000000000002,-2.1999999999999999E-2,0.314,0.313,2.5219999999999998,null,3.2932388745160912,23.722146689109969,15.97871842686437]
[0.8554734520156283,28.321117197407915,0.51800000000000002,0.48899999999999999,-2.1999999999999999E-2,0.314,0.313,2.5219999999999998,null,3.3256876649037426,28.414827835341615,6.4727656424666336]
[0.71054095341350121,26.487940246286168,0.62,0.34699999999999998,-2.1999999999999999E-2,0.314,0.313,2.5219999999999998,null,3.2575091853385043,17.207768996746392,12.176546159603529]
[0.30970901237287685,20.083375278980224,0.59,0.65800000000000003,-2.1999999999999999E-2,0.314,0.313,2.5219999999999998,null,2.9744636528922923,30.905685812754637,17.566428667432444]
[0.6354433888838652,25.464069716704156,0.997,0.55600000000000005,-2.1999999999999999E-2,0.314,0.313,2.5219999999999998,null,3.2173038390898632,18.997414126452473,8.2307375474254876]
[0.1228122222478919,8.9181025740767037,0.54600000000000004,0.33800000000000002,-2.1999999999999999E-2,0.314,0.313,2.5219999999999998,null,2.1292066997548158,12.771318870249265,11.086404689167701]
[0.32185992922135909,20.325137684302057,0.65600000000000003,0.55600000000000005,-2.1999999999999999E-2,0.314,0.313,2.5219999999999998,null,2.9867386293792872,24.210302422691019,10.219045838211644]
[0.93825871692980289,29.298714456256622,0.66600000000000004,0.32500000000000001,-2.1999999999999999E-2,0.314,0.313,2.5219999999999998,null,3.3602302577201155,15.779401362085279,13.276927972550865]
[0.14348170363144785,9.2349985777956256,0.875,0.52300000000000002,-2.1999999999999999E-2,0.314,0.313,2.5219999999999998,null,2.1662440498153455,14.151588268014653,15.885561044488316]
[0.55174373420238865,24.248711156074631,0.998,0.30399999999999999,-2.1999999999999999E-2,0.314,0.313,2.5219999999999998,null,3.1673804797058609,10.218250546259734,19.55349376902867]
[0.97765132091320472,29.748722307749667,0.88300000000000001,0.69899999999999995,-2.1999999999999999E-2,0.314,0.313,2.5219999999999998,null,3.3757384682831102,27.525190193761198,12.29478980042021]
[0.31508081052513481,20.190830303975368,0.53400000000000003,0.32300000000000001,-2.1999999999999999E-2,0.314,0.313,2.5219999999999998,null,2.9799380736413896,16.380884362158792,17.884426612244447]
[0.4954488858319761,23.378584595231992,0.51500000000000001,0.77700000000000002,-2.1999999999999999E-2,0.314,0.313,2.5219999999999998,null,3.1300420631683705,42.534060329909238,26.385004925327269]
[0.69960786269622544,26.342366269647151,0.94499999999999995,0.46700000000000003,-2.1999999999999999E-2,0.314,0.313,2.5219999999999998,null,3.2518904457295643,16.798172188766117,9.0029244722226895]
[0.31626463051950526,20.214387431969733,0.88200000000000001,0.74199999999999999,-2.1999999999999999E-2,0.314,0.313,2.5219999999999998,null,2.9811342223661534,25.817702622920486,12.615178519662052]
[0.90613472903917025,28.924699350579949,0.67800000000000005,0.71699999999999997,-2.1999999999999999E-2,0.314,0.313,2.5219999999999998,null,3.3471553088438624,34.198484962536817,5.9739651438226744]
[0.39402473436706287,21.675429628377792,0.97899999999999998,0.63400000000000001,-2.1999999999999999E-2,0.314,0.313,2.5219999999999998,null,{"$f":"-LN(-LN(1-(1/B1241)))","v":3.0526556383721273},{"$f":"D1241*(C1241^((E1241*J1241)+F1241-1))*EXP((G1241*J1241)+H1241)","v":20.858460615406436},12.67054852153723]
[0.46850382628338683,{"$f":"IF($B$13=\"exact vlaue\",$B$15,(IF(A1242<=$B$17,($B$14+(SQRT(A1242*($B$16-$B$14)*($B$15-$B$14)))),($B$16+((SQRT(A1242)-1)*(SQRT(($B$16-$B$14)*($B$16-$B$15))))))))","v":22.944610589503306},{"$f":"IF($C$13=\"exact value\",$C$15,(RANDBETWEEN(($C$14*1000),($C$16*1000))/1000))","v":0.65500000000000003},{"$f":"IF($D$13=\"exact value\",$D$15,(RANDBETWEEN(($D$14*1000),($D$16*1000))/1000))","v":0.39900000000000002},{"$f":"IF($E$13=\"exact value\",$E$15,(RANDBETWEEN(($E$14*1000),($E$16*1000))/1000))","v":-2.1999999999999999E-2},{"$f":"IF($F$13=\"exact value\",$F$15,(RANDBETWEEN(($F$14*1000),($F$16*1000))/1000))","v":0.314},{"$f":"IF($G$13=\"exact value\",$G$15,(RANDBETWEEN(($G$14*1000),($G$16*1000))/1000))","v":0.313},{"$f":"IF($H$13=\"exact value\",$H$15,(RANDBETWEEN(($H$14*1000),($H$16*1000))/1000))","v":2.5219999999999998},null,3.110885064446149,18.103976765287754,14.902765030543257]
[0.98825829784136676,29.868336148355151,0.58099999999999996,0.69799999999999995,-2.1999999999999999E-2,0.314,0.313,2.5219999999999998,null,3.3798204616163692,37.834614152435606,11.036039138523799]
[0.27158681880195934,19.292363149533863,0.84,0.40200000000000002,-2.1999999999999999E-2,0.314,0.313,2.5219999999999998,null,2.9332145298917993,14.291293856304831,19.488733523662415]
[0.5596833423307086,24.367789107878213,0.91700000000000004,0.628,-2.1999999999999999E-2,0.314,0.313,2.5219999999999998,null,3.172383502854013,22.538583907655823,12.167394499352957]
[0.68248318307891354,26.112045837089148,0.55400000000000005,0.755,-2.1999999999999999E-2,0.314,0.313,2.5219999999999998,null,3.2429357233472307,40.580268023567569,15.908476816425969]
[0.92806805391039804,29.180769269929396,0.65700000000000003,0.70799999999999996,-2.1999999999999999E-2,0.314,0.313,2.5219999999999998,null,3.3561255180839731,34.686163043095227,10.496432831862995]
[0.58962377148293144,24.809407171242817,0.60199999999999998,0.36399999999999999,-2.1999999999999999E-2,0.314,0.313,2.5219999999999998,null,3.190722359434778,18.062942505255773,12.386908368332286]
[0.18939200801494471,9.8655935919338855,0.98099999999999998,0.443,-2.1999999999999999E-2,0.314,0.313,2.5219999999999998,null,2.2360914888686465,11.266280308206579,7.0882900646143083]
[0.64312235290284936,25.571447161074822,0.76900000000000002,0.61799999999999999,-2.1999999999999999E-2,0.314,0.313,2.5219999999999998,null,3.2215970379784564,25.736163323170981,14.319580138578148]
[8.6712231391546934E-2,8.2922680516542648,0.59299999999999997,0.46300000000000002,-2.1999999999999999E-2,0.314,0.313,2.5219999999999998,null,2.0517570793116358,16.058466210697535,15.051699465679311]
[0.39969821298950392,21.776119951062874,0.59399999999999997,0.53,-2.1999999999999999E-2,0.314,0.313,2.5219999999999998,null,3.0574011790837941,25.443105280214485,8.0761046067359583]
[7.2334412262291092E-2,8.0069588511960692,0.89,0.53200000000000003,-2.1999999999999999E-2,0.314,0.313,2.5219999999999998,null,2.0143488506448013,13.551345933215167,11.051293448215839]
[0.37695662225939841,21.368060557956881,0.57699999999999996,0.51,-2.1999999999999999E-2,0.314,0.313,2.5219999999999998,null,3.0380283779825574,24.867282534129433,11.10037218047796]
[0.96826621840624361,29.642345226195047,0.92200000000000004,0.71699999999999997,-2.1999999999999999E-2,0.314,0.313,2.5219999999999998,null,3.3720941435877898,27.290012193522848,10.824169422057865]
[0.43574914091625172,22.399895093824991,0.624,0.51500000000000001,-2.1999999999999999E-2,0.314,0.313,2.5219999999999998,null,3.0863080533650873,24.045993874338642,12.413933898388343]
[0.13440160524541644,9.0988047837969859,0.55500000000000005,0.48599999999999999,-2.1999999999999999E-2,0.314,0.313,2.5219999999999998,null,2.1504945118110488,18.271128948431997,11.72853251465744]
[0.43796901012859657,22.437445277328777,0.66300000000000003,0.314,-2.1999999999999999E-2,0.314,0.313,2.5219999999999998,null,3.0880218081187452,14.01378607949794,13.850447028516749]
[0.43788246891562943,22.43598317506671,0.57099999999999995,0.66100000000000003,-2.1999999999999999E-2,0.314,0.313,2.5219999999999998,null,3.0879551341007709,33.016522486529375,7.4527021509167923]
[0.88049097275953148,28.621347924434914,0.872,0.34300000000000003,-2.1999999999999999E-2,0.314,0.313,2.5219999999999998,null,3.3364236089198007,13.467613575380181,22.546741309835401]
[0.46794524015828876,22.93548379889031,0.56899999999999995,0.52300000000000002,-2.1999999999999999E-2,0.314,0.313,2.5219999999999998,null,3.1104782108980333,26.385384986778138,7.8478363999315794]
[0.52712332292201536,23.873902494374104,0.70099999999999996,0.75800000000000001,-2.1999999999999999E-2,0.314,0.313,2.5219999999999998,null,3.1514675613455543,33.104435556751085,26.721588649310274]
[0.74919025199390066,26.99378033105906,0.875,0.45200000000000001,-2.1999999999999999E-2,0.314,0.313,2.5219999999999998,null,3.2767912607144747,17.370811537533065,13.674889102904585]
[0.77683507739065516,27.347631636569751,0.82099999999999995,0.379,-2.1999999999999999E-2,0.314,0.313,2.5219999999999998,null,3.2900619794477244,15.350492026004597,13.693575094826949]
[0.88581488764568506,28.684686551650888,0.67600000000000005,0.46899999999999997,-2.1999999999999999E-2,0.314,0.313,2.5219999999999998,null,3.3386738819880852,22.358904486531589,7.6323529210291818]
[0.11257337629736142,8.7512227389439534,0.89100000000000001,0.69199999999999995,-2.1999999999999999E-2,0.314,0.313,2.5219999999999998,null,2.1091354461020648,18.147214756510554,15.984467043948728]
[0.60401429896450687,25.017673124004169,0.54600000000000004,0.79100000000000004,-2.1999999999999999E-2,0.314,0.313,2.5219999999999998,null,3.1992555535440341,42.377809568270614,17.448693290452429]
[0.61419714236555634,25.163548344459411,0.66800000000000004,0.41899999999999998,-2.1999999999999999E-2,0.314,0.313,2.5219999999999998,null,3.2051893577512653,19.308945590945466,5.863846436014212]
[0.55218746897177584,24.255388787868828,0.90800000000000003,0.78900000000000003,-2.1999999999999999E-2,0.314,0.313,2.5219999999999998,null,3.1676617019725821,28.486244956586077,11.282001345536008]
[0.21190732977319637,17.932699887999007,0.81100000000000005,0.75800000000000001,-2.1999999999999999E-2,0.314,0.313,2.5219999999999998,null,2.858073434757574,27.01481408051314,26.170347414675195]
[{"$f":"RAND()","v":0.35810555514304021},21.020380630348164,0.80100000000000005,0.64900000000000002,-2.1999999999999999E-2,0.314,0.313,2.5219999999999998,null,3.0212206174619607,24.588715563161681,8.9445798593362706]
[0.98093650549366684,29.785838071987293,0.998,0.75800000000000001,-2.1999999999999999E-2,0.314,0.313,2.5219999999999998,null,3.3770068810824432,27.206430787278283,16.034378344339839]
[0.4983705388665407,23.424923458115188,0.747,0.433,-2.1999999999999999E-2,0.314,0.313,2.5219999999999998,null,3.1320660832412166,17.912836446410157,10.343716523966179]
[0.58032551974029756,24.673484714936698,0.51500000000000001,0.68600000000000005,-2.1999999999999999E-2,0.314,0.313,2.5219999999999998,null,3.1851137262936029,38.236244342247346,8.8813190359688097]
[2.3479312342796432E-2,6.7131590827618881,0.64900000000000002,0.39,-2.1999999999999999E-2,0.314,0.313,2.5219999999999998,null,1.8245046858620082,11.768044261119105,12.188641312339444]
[0.19037578459561666,9.8782141275729263,0.504,0.30599999999999999,-2.1999999999999999E-2,0.314,0.313,2.5219999999999998,null,2.2374406859024774,12.703894523607408,13.112685922240356]
[0.45968937136634835,22.799949686972809,0.92800000000000005,0.376,-2.1999999999999999E-2,0.314,0.313,2.5219999999999998,null,3.1044168100777121,13.090412412901358,10.441142069892782]
[0.7081477146324977,26.45617058089984,0.82199999999999995,0.36799999999999999,-2.1999999999999999E-2,0.314,0.313,2.5219999999999998,null,3.2562856579360009,14.732463357076613,9.2198849908547604]
[0.34916053768487176,20.852202909807712,0.72699999999999998,0.33400000000000002,-2.1999999999999999E-2,0.314,0.313,2.5219999999999998,null,3.0129879193454285,13.575969641488616,18.045009947686228]
[0.29704650658055298,19.826331888665862,0.82599999999999996,0.73599999999999999,-2.1999999999999999E-2,0.314,0.313,2.5219999999999998,null,2.9612453374232373,26.73395142378347,10.855571109596374]
[0.12989457904434154,9.0294940601200402,0.51200000000000001,0.58799999999999997,-2.1999999999999999E-2,0.314,0.313,2.5219999999999998,null,2.1423828978544113,23.390239823769566,4.7558835769894383]
[0.20753069182699557,17.825847892146477,0.78400000000000003,0.34699999999999998,-2.1999999999999999E-2,0.314,0.313,2.5219999999999998,null,2.8519217774435934,12.659711771641007,9.3171385153564383]
[0.73268394331205278,26.77938218038841,0.89600000000000002,0.33900000000000002,-2.1999999999999999E-2,0.314,0.313,2.5219999999999998,null,3.268663998307149,12.763206146153541,8.6414348437780699]
[0.84050118472545265,28.139334672868387,0.55300000000000005,0.79200000000000004,-2.1999999999999999E-2,0.314,0.313,2.5219999999999998,null,3.3191308273321289,43.699469549340584,6.4454075436202958]
[0.67120824315432082,25.958821352957536,0.747,0.58299999999999996,-2.1999999999999999E-2,0.314,0.313,2.5219999999999998,null,3.2369337057453316,24.93976592215126,30.338652412929019]
[0.4246284325484625,22.210326239489614,0.70599999999999996,0.442,-2.1999999999999999E-2,0.314,0.313,2.5219999999999998,null,3.0776111687360124,18.750916670798969,10.250187087964768]
[0.44639630448724599,22.579137902725716,0.89300000000000002,0.56799999999999995,-2.1999999999999999E-2,0.314,0.313,2.5219999999999998,null,3.0944621941226704,20.292895533480792,10.403739577326474]
[0.72219408065189084,26.641873746198812,0.52,0.745,-2.1999999999999999E-2,0.314,0.313,2.5219999999999998,null,3.2634164277207121,42.29295798057391,9.1894498858531133]
[0.22480993066279364,18.241441019041226,0.61599999999999999,0.79400000000000004,-2.1999999999999999E-2,0.314,0.313,2.5219999999999998,null,2.8756383593012704,34.967800364891609,7.891162045216066]
[0.13863438711656084,9.1628473896565197,0.70399999999999996,0.64600000000000002,-2.1999999999999999E-2,0.314,0.313,2.5219999999999998,null,2.1579314141602142,20.448496873988162,28.128550099751852]
[0.63094126691218044,25.400813221259209,0.93600000000000005,0.65800000000000003,-2.1999999999999999E-2,0.314,0.313,2.5219999999999998,null,3.2147660412828749,23.564021959935925,13.000460369439471]
[0.51513348276252235,23.688206210679152,0.67900000000000005,0.308,-2.1999999999999999E-2,0.314,0.313,2.5219999999999998,null,3.1434887820578332,13.74401506861984,16.674553431334399]
[9.4350113262281488E-3,6.0859909832860115,0.90700000000000003,0.30499999999999999,-2.1999999999999999E-2,0.314,0.313,2.5219999999999998,null,1.7175818773228788,6.9783360660208471,9.1299610935350088]
[0.79698416208026457,27.601586655448628,0.67200000000000004,0.747,-2.1999999999999999E-2,0.314,0.313,2.5219999999999998,null,3.2994788011220804,35.324733721054891,14.26019185699348]
[0.47331571581422316,23.023008271342341,0.71299999999999997,0.55400000000000005,-2.1999999999999999E-2,0.314,0.313,2.5219999999999998,null,3.1143730685530255,23.604592418102516,13.518236212453333]
[0.86687078566166287,28.458431465178315,0.67500000000000004,0.42399999999999999,-2.1999999999999999E-2,0.314,0.313,2.5219999999999998,null,3.3306121929485304,20.183927142872623,10.91514252768199]
[0.9594982989044275,29.542496922737381,0.83,0.7,-2.1999999999999999E-2,0.314,0.313,2.5219999999999998,null,3.3686613571429422,28.828000055309388,9.8368152348419073]
[0.16461194222408115,9.5361319180564124,0.63600000000000001,0.53700000000000003,-2.1999999999999999E-2,0.314,0.313,2.5219999999999998,null,2.2002092455655591,18.56481355315902,27.661793374543922]
[0.46349499981086839,22.862575458539844,0.78900000000000003,0.56399999999999995,-2.1999999999999999E-2,0.314,0.313,2.5219999999999998,null,3.1072221486419433,22.212034393453173,16.649796464249768]
[0.50194287524410508,23.481398296456383,0.54200000000000004,0.57599999999999996,-2.1999999999999999E-2,0.314,0.313,2.5219999999999998,null,3.1345273015538107,30.38241804949892,13.474198168684385]
[0.38009451917922155,21.425083155997644,0.60899999999999999,0.51700000000000002,-2.1999999999999999E-2,0.314,0.313,2.5219999999999998,null,3.0407582232916037,24.226189267586445,14.170414690490141]
[0.93308484347412335,29.238913316934685,0.60799999999999998,0.7,-2.1999999999999999E-2,0.314,0.313,2.5219999999999998,null,3.3581511589187287,36.398494913858919,9.6797912900919005]
[0.51427637823464101,23.674849187818406,0.76100000000000001,0.623,-2.1999999999999999E-2,0.314,0.313,2.5219999999999998,null,3.1429124107466864,25.502314795012403,12.450696066656697]
[0.13358913341393985,9.0863971511274428,0.76400000000000001,0.47099999999999997,-2.1999999999999999E-2,0.314,0.313,2.5219999999999998,null,2.1490472520399111,14.00121552292274,22.278249355474181]
[9.8586161964582364E-2,8.5104515728852874,0.97799999999999998,0.75700000000000001,-2.1999999999999999E-2,0.314,0.313,2.5219999999999998,null,{"$f":"-LN(-LN(1-(1/B1305)))","v":2.0794462500300459},{"$f":"D1305*(C1305^((E1305*J1305)+F1305-1))*EXP((G1305*J1305)+H1305)","v":18.370623254777041},15.092595411977747]
[0.22095895042520119,{"$f":"IF($B$13=\"exact vlaue\",$B$15,(IF(A1306<=$B$17,($B$14+(SQRT(A1306*($B$16-$B$14)*($B$15-$B$14)))),($B$16+((SQRT(A1306)-1)*(SQRT(($B$16-$B$14)*($B$16-$B$15))))))))","v":18.150241935898848},{"$f":"IF($C$13=\"exact value\",$C$15,(RANDBETWEEN(($C$14*1000),($C$16*1000))/1000))","v":0.92200000000000004},{"$f":"IF($D$13=\"exact value\",$D$15,(RANDBETWEEN(($D$14*1000),($D$16*1000))/1000))","v":0.72},{"$f":"IF($E$13=\"exact value\",$E$15,(RANDBETWEEN(($E$14*1000),($E$16*1000))/1000))","v":-2.1999999999999999E-2},{"$f":"IF($F$13=\"exact value\",$F$15,(RANDBETWEEN(($F$14*1000),($F$16*1000))/1000))","v":0.314},{"$f":"IF($G$13=\"exact value\",$G$15,(RANDBETWEEN(($G$14*1000),($G$16*1000))/1000))","v":0.313},{"$f":"IF($H$13=\"exact value\",$H$15,(RANDBETWEEN(($H$14*1000),($H$16*1000))/1000))","v":2.5219999999999998},null,2.8704819015515977,23.401387842433998,22.828499131149403]
[0.15452436135742986,9.3949454114560673,0.67900000000000005,0.46800000000000003,-2.1999999999999999E-2,0.314,0.313,2.5219999999999998,null,2.1844284874402891,15.342363102765837,13.724654383787136]
[0.14385001218961246,9.2404305823467467,0.89,0.36899999999999999,-2.1999999999999999E-2,0.314,0.313,2.5219999999999998,null,2.1668670841888056,9.8627817419505437,5.4621810022400048]
[0.31119096798626245,20.113112110115917,0.96899999999999997,0.57699999999999996,-2.1999999999999999E-2,0.314,0.313,2.5219999999999998,null,2.9759816331843187,18.675893611722319,7.9920271710652715]
[0.43855035927860031,22.447263351557531,0.56599999999999995,0.51400000000000001,-2.1999999999999999E-2,0.314,0.313,2.5219999999999998,null,3.0884694116187759,25.849103232140735,14.13477591789723]
[7.9631101257888082E-2,8.154978234035223,0.54200000000000004,0.42499999999999999,-2.1999999999999999E-2,0.314,0.313,2.5219999999999998,null,2.033931447473678,15.650906268784228,12.631924575532826]
[6.5376344365915329E-2,7.8586785488647397,0.92,0.54200000000000004,-2.1999999999999999E-2,0.314,0.313,2.5219999999999998,null,1.9943383532936449,13.391187158635418,26.331500817004148]
[3.4838327641277478E-2,7.0868135889819399,0.90300000000000002,0.41699999999999998,-2.1999999999999999E-2,0.314,0.313,2.5219999999999998,null,1.8831441589435685,10.084268603660858,8.6313419330324415]
[0.39705009924125045,21.729211978334533,0.66900000000000004,0.34599999999999997,-2.1999999999999999E-2,0.314,0.313,2.5219999999999998,null,3.0551932062552019,15.176215308712839,11.818337732603728]
[0.811488351173553,27.782412728060727,0.97199999999999998,0.63600000000000001,-2.1999999999999999E-2,0.314,0.313,2.5219999999999998,null,3.3061302983737209,22.778332137744652,21.281615620011994]
[0.1806346452513411,9.7517713177737875,0.89500000000000002,0.67800000000000005,-2.1999999999999999E-2,0.314,0.313,2.5219999999999998,null,2.2238402185769535,18.374802880962044,13.152782264809636]
[0.21575583565335921,18.025749728285682,0.52400000000000002,0.371,-2.1999999999999999E-2,0.314,0.313,2.5219999999999998,null,2.863399806928947,18.370369113081729,11.796192003764109]
[0.94616359766312264,29.38976387177771,0.85599999999999998,0.34100000000000003,-2.1999999999999999E-2,0.314,0.313,2.5219999999999998,null,3.3633874821048235,13.695059604916439,16.454601376756049]
[0.77026965359770838,27.264172499576151,0.84199999999999997,0.34499999999999997,-2.1999999999999999E-2,0.314,0.313,2.5219999999999998,null,3.2869477933184497,13.694781539473393,18.881916798021042]
[9.1082589640150591E-2,8.3742145315641707,0.88800000000000001,0.78200000000000003,-2.1999999999999999E-2,0.314,0.313,2.5219999999999998,null,2.0622470681306995,20.256129549482466,18.842926814923885]
[0.86698913133642508,28.459852534917058,0.502,0.41399999999999998,-2.1999999999999999E-2,0.314,0.313,2.5219999999999998,null,3.3306630304457876,24.676866408000684,11.26037657452798]
[0.91105751357184417,28.982439884178504,0.54800000000000004,0.63900000000000001,-2.1999999999999999E-2,0.314,0.313,2.5219999999999998,null,3.3491850170299364,35.851221943608714,16.163322275572298]
[0.23590758046292348,18.499973530925359,0.64,0.68200000000000005,-2.1999999999999999E-2,0.314,0.313,2.5219999999999998,null,2.8901129989487182,29.324071844432243,12.44514673890786]
[0.90878446588970818,28.95579819264146,0.65200000000000002,0.42499999999999999,-2.1999999999999999E-2,0.314,0.313,2.5219999999999998,null,3.3482490142887498,20.889594977230658,13.173505964541951]
[0.3975876498192179,21.738746628569341,0.79400000000000004,0.61399999999999999,-2.1999999999999999E-2,0.314,0.313,2.5219999999999998,null,3.0556424002757172,23.67461318338184,14.6400768468233]
[0.92167223288381717,29.106414030217298,0.60699999999999998,0.65300000000000002,-2.1999999999999999E-2,0.314,0.313,2.5219999999999998,null,3.3535291121973896,33.946222643239437,11.294304903120066]
[0.11532773614398029,8.7968364486763893,0.76100000000000001,0.71299999999999997,-2.1999999999999999E-2,0.314,0.313,2.5219999999999998,null,2.1146618014151972,21.024391296514963,26.494342926047505]
[0.59802818015328407,24.931344111078655,0.79800000000000004,0.65,-2.1999999999999999E-2,0.314,0.313,2.5219999999999998,null,3.1957272648712585,26.105281675349993,6.4592256208911421]
[0.85807217562031368,28.352506551836438,0.79400000000000004,0.58699999999999997,-2.1999999999999999E-2,0.314,0.313,2.5219999999999998,null,3.3268155279349791,24.672432443430665,11.620870461334817]
[0.57895697565118198,24.653387576038156,0.64100000000000001,0.47199999999999998,-2.1999999999999999E-2,0.314,0.313,2.5219999999999998,null,3.1842817718143896,22.290057484823084,13.298075154365716]
[0.19214203560088627,9.9007912065411219,0.66500000000000004,0.58899999999999997,-2.1999999999999999E-2,0.314,0.313,2.5219999999999998,null,2.2398497459577928,19.959663516600902,12.048028356964828]
[0.22545255720599888,18.25658346008295,0.81899999999999995,0.52400000000000002,-2.1999999999999999E-2,0.314,0.313,2.5219999999999998,null,2.876491953768856,18.647061691487792,16.780898370634844]
[0.31484463501359772,20.186125296684651,0.50800000000000001,0.48299999999999998,-2.1999999999999999E-2,0.314,0.313,2.5219999999999998,null,2.9796989982064837,25.429618997134927,36.885534212961844]
[0.31850927001752194,20.258933333523338,0.753,0.73899999999999999,-2.1999999999999999E-2,0.314,0.313,2.5219999999999998,null,2.9833922026755388,28.97912280979703,12.007571194948794]
[{"$f":"RAND()","v":0.8599327838238896},28.374951199533474,0.79400000000000004,0.66200000000000003,-2.1999999999999999E-2,0.314,0.313,2.5219999999999998,null,3.3276212158074792,27.831919069672171,16.643608995241642]
[0.39995832957174771,21.780719193487286,0.95799999999999996,0.56999999999999995,-2.1999999999999999E-2,0.314,0.313,2.5219999999999998,null,3.0576174045527398,19.091365390612818,8.7537652750230848]
[0.89038557479107405,28.738912339437327,0.92900000000000005,0.36099999999999999,-2.1999999999999999E-2,0.314,0.313,2.5219999999999998,null,3.3405963812194126,13.526671286578383,36.033434200371502]
[0.93224352164619007,29.229173416330084,0.65600000000000003,0.58899999999999997,-2.1999999999999999E-2,0.314,0.313,2.5219999999999998,null,3.3578121231899711,28.905268841839892,15.527038926933434]
[8.0350944072181685E-2,8.1692062111864399,0.53500000000000003,0.45300000000000001,-2.1999999999999999E-2,0.314,0.313,2.5219999999999998,null,2.035793670313125,16.851496086924705,11.516488656641304]
[0.86090775394827057,28.386702637589366,0.83599999999999997,0.33,-2.1999999999999999E-2,0.314,0.313,2.5219999999999998,null,3.3280427943549409,13.343251741695038,10.635704555542114]
[0.88102352844614451,28.627692344417948,0.747,0.497,-2.1999999999999999E-2,0.314,0.313,2.5219999999999998,null,3.3366492396917473,21.948904934234342,16.009770063240111]
[0.36903188571248302,21.222984784179111,0.60899999999999999,0.58299999999999996,-2.1999999999999999E-2,0.314,0.313,2.5219999999999998,null,3.031049361118265,27.233116673394822,10.298609043749714]
[0.23725357118189938,18.530912651775594,0.77700000000000002,0.49,-2.1999999999999999E-2,0.314,0.313,2.5219999999999998,null,2.8918312484997699,18.227540820982597,15.923520262153659]
[0.6382795089711556,25.503803270575457,0.65600000000000003,0.41,-2.1999999999999999E-2,0.314,0.313,2.5219999999999998,null,3.2188946282434148,19.239880241937716,9.9235652953229803]
[0.88747089137089386,28.704349199239164,0.86399999999999999,0.53,-2.1999999999999999E-2,0.314,0.313,2.5219999999999998,null,3.3393714208537606,20.975721578586935,14.903257066790747]
[0.91693427655618154,29.05116597164643,0.81200000000000006,0.33200000000000002,-2.1999999999999999E-2,0.314,0.313,2.5219999999999998,null,3.3515955330364258,13.827338440681718,16.826001967530445]
[0.68512771527841687,26.147800920056692,0.81799999999999995,0.77600000000000002,-2.1999999999999999E-2,0.314,0.313,2.5219999999999998,null,3.2443311299197721,31.063212285882237,15.631588456649521]
[0.95705542244019859,29.514596479717135,0.84199999999999997,0.61299999999999999,-2.1999999999999999E-2,0.314,0.313,2.5219999999999998,null,3.367700028791667,24.963539538122205,17.527599266419948]
[0.14866400630101972,9.310800481073958,0.621,0.30099999999999999,-2.1999999999999999E-2,0.314,0.313,2.5219999999999998,null,2.1749033300138936,10.503647857564426,8.7581684969004225]
[0.4243100462640258,22.204862546934812,0.72899999999999998,0.53200000000000003,-2.1999999999999999E-2,0.314,0.313,2.5219999999999998,null,3.0773593846903649,22.028409524572666,6.9236115876439577]
[0.7697520402425897,27.25757754111698,0.79100000000000004,0.77200000000000002,-2.1999999999999999E-2,0.314,0.313,2.5219999999999998,null,3.286701295631743,32.128950143974869,10.774178889417097]
[0.13507304976549106,9.1090304477682302,0.76900000000000002,0.502,-2.1999999999999999E-2,0.314,0.313,2.5219999999999998,null,2.1516856848896571,14.864026117131489,7.542020946871931]
[0.58866631706488692,24.795460773868083,0.85499999999999998,0.47799999999999998,-2.1999999999999999E-2,0.314,0.313,2.5219999999999998,null,3.1901483290795953,18.189251992744186,9.0008817286546048]
[0.98663448299113954,29.850066306472886,0.98699999999999999,0.42499999999999999,-2.1999999999999999E-2,0.314,0.313,2.5219999999999998,null,3.3791980544935027,15.393912558780903,17.874205001862517]
[0.98132331806958217,29.790204158488621,0.65800000000000003,0.77800000000000002,-2.1999999999999999E-2,0.314,0.313,2.5219999999999998,null,3.3771559841928656,38.330419455028085,10.22460694873801]
[2.1228045955593799E-2,6.6289584845689671,0.65,0.38200000000000001,-2.1999999999999999E-2,0.314,0.313,2.5219999999999998,null,1.8107999785115834,11.462996601216286,12.12103338336432]
[0.73484780096309787,26.807624805260339,0.995,0.56499999999999995,-2.1999999999999999E-2,0.314,0.313,2.5219999999999998,null,3.269738386827449,19.654331455735367,13.12459841424846]
[0.72498431231023264,26.678546999089235,0.90700000000000003,0.59399999999999997,-2.1999999999999999E-2,0.314,0.313,2.5219999999999998,null,3.2648186409496076,22.131143300069908,29.566679034003837]
[0.38063772294419584,21.434930449711189,0.874,0.51300000000000001,-2.1999999999999999E-2,0.314,0.313,2.5219999999999998,null,3.0412288892762094,18.316877283517627,13.464861706030787]
[0.54452452319257671,24.139691784342467,0.90300000000000002,0.65,-2.1999999999999999E-2,0.314,0.313,2.5219999999999998,null,3.1627780059111354,23.529632880339484,14.258630351033853]
[0.51456622215866354,23.679367328403384,0.78700000000000003,0.60099999999999998,-2.1999999999999999E-2,0.314,0.313,2.5219999999999998,null,3.1431074110429837,23.986968896512089,14.457865954866868]
[0.6792391382150329,26.068090371366086,0.59499999999999997,0.67900000000000005,-2.1999999999999999E-2,0.314,0.313,2.5219999999999998,null,3.2412176088349072,34.555129475255519,6.264393457628973]
[0.58121690349569688,24.686561988637898,0.84099999999999997,0.61199999999999999,-2.1999999999999999E-2,0.314,0.313,2.5219999999999998,null,3.1856547101880976,23.547348865852758,15.716371085257681]
[0.32585141427688957,20.403555695191642,0.98,0.33200000000000002,-2.1999999999999999E-2,0.314,0.313,2.5219999999999998,null,2.990687979154977,10.704383436029643,16.777924345768774]
[0.40309822516496197,21.83611960311832,0.97499999999999998,0.59199999999999997,-2.1999999999999999E-2,0.314,0.313,2.5219999999999998,null,3.06021829133303,19.583203093440197,12.645384296698094]
[0.37148062360464318,21.267977965305128,0.95599999999999996,0.746,-2.1999999999999999E-2,0.314,0.313,2.5219999999999998,null,3.0332190206595073,24.834623261224095,6.630016793431464]
[0.31294801734074873,20.148277362604517,0.83299999999999996,0.79100000000000004,-2.1999999999999999E-2,0.314,0.313,2.5219999999999998,null,2.9777737490320741,28.700174312247363,12.177437058888595]
[0.11037823619951193,8.7144689425191046,0.63500000000000001,0.65400000000000003,-2.1999999999999999E-2,0.314,0.313,2.5219999999999998,null,2.1046601377427621,21.947899616350156,15.114287781067192]
[0.43911618877100456,22.456813075869359,0.71399999999999997,0.56499999999999995,-2.1999999999999999E-2,0.314,0.313,2.5219999999999998,null,{"$f":"-LN(-LN(1-(1/B1369)))","v":3.0889045889227416},{"$f":"D1369*(C1369^((E1369*J1369)+F1369-1))*EXP((G1369*J1369)+H1369)","v":23.852390895449478},12.461597621465899]
[0.44722320052467657,{"$f":"IF($B$13=\"exact vlaue\",$B$15,(IF(A1370<=$B$17,($B$14+(SQRT(A1370*($B$16-$B$14)*($B$15-$B$14)))),($B$16+((SQRT(A1370)-1)*(SQRT(($B$16-$B$14)*($B$16-$B$15))))))))","v":22.592968618031087},{"$f":"IF($C$13=\"exact value\",$C$15,(RANDBETWEEN(($C$14*1000),($C$16*1000))/1000))","v":0.56999999999999995},{"$f":"IF($D$13=\"exact value\",$D$15,(RANDBETWEEN(($D$14*1000),($D$16*1000))/1000))","v":0.59299999999999997},{"$f":"IF($E$13=\"exact value\",$E$15,(RANDBETWEEN(($E$14*1000),($E$16*1000))/1000))","v":-2.1999999999999999E-2},{"$f":"IF($F$13=\"exact value\",$F$15,(RANDBETWEEN(($F$14*1000),($F$16*1000))/1000))","v":0.314},{"$f":"IF($G$13=\"exact value\",$G$15,(RANDBETWEEN(($G$14*1000),($G$16*1000))/1000))","v":0.313},{"$f":"IF($H$13=\"exact value\",$H$15,(RANDBETWEEN(($H$14*1000),($H$16*1000))/1000))","v":2.5219999999999998},null,3.0950886276143112,29.728054962411946,5.5337666465135111]
[0.43065006066559075,22.313277780235637,0.66900000000000004,0.49099999999999999,-2.1999999999999999E-2,0.314,0.313,2.5219999999999998,null,3.0823436803941622,21.725202077614213,9.3992010160507853]
[0.7876895868133359,27.484843483577773,0.82299999999999995,0.41799999999999998,-2.1999999999999999E-2,0.314,0.313,2.5219999999999998,null,3.2951608986085068,16.926244684136147,27.180881516639321]
[0.1942409251041185,9.9274857318935794,0.79900000000000004,0.38900000000000001,-2.1999999999999999E-2,0.314,0.313,2.5219999999999998,null,2.2426906715802071,11.528153720479928,17.898572385044172]
[0.10849162673530144,8.682587859360952,0.68500000000000005,0.60599999999999998,-2.1999999999999999E-2,0.314,0.313,2.5219999999999998,null,2.1007618245888944,19.21492731044366,11.475410175666511]
[0.45067681401469872,22.650596220311407,0.86699999999999999,0.77,-2.1999999999999999E-2,0.314,0.313,2.5219999999999998,null,3.0976945329100873,28.158324245075434,10.705650590197889]
[0.12177748952614509,8.901562019341501,0.61599999999999999,0.45100000000000001,-2.1999999999999999E-2,0.314,0.313,2.5219999999999998,null,2.1272352385210374,15.58928756994799,6.279466660117893]
[0.15890769229576995,9.4568443474022335,0.76700000000000002,0.40200000000000002,-2.1999999999999999E-2,0.314,0.313,2.5219999999999998,null,2.1913778217994762,12.077701721879405,6.2459788783156123]
[0.5063496959106174,23.550789294679756,0.70099999999999996,0.53900000000000003,-2.1999999999999999E-2,0.314,0.313,2.5219999999999998,null,3.1375431430857654,23.435038987097023,13.355670142312547]
[0.26256288976822562,19.097131747457549,0.98199999999999998,0.70799999999999996,-2.1999999999999999E-2,0.314,0.313,2.5219999999999998,null,2.9227663362569256,22.312412115523099,11.550194454320502]
[0.11427402804967235,8.7794514821874667,0.68,0.627,-2.1999999999999999E-2,0.314,0.313,2.5219999999999998,null,2.1125591247895459,20.063673572226939,13.534744402026984]
[6.4548868981736063E-2,7.8405296377114269,0.51600000000000001,0.77900000000000003,-2.1999999999999999E-2,0.314,0.313,2.5219999999999998,null,1.9918613295314309,29.329484566008251,12.352005197304676]
[0.34825656530919624,20.835087828843804,0.64600000000000002,0.58399999999999996,-2.1999999999999999E-2,0.314,0.313,2.5219999999999998,null,3.0121462816905122,25.936597326093661,14.463258544225372]
[7.7884366298333285E-2,8.1201836143553567,0.99,0.65700000000000003,-2.1999999999999999E-2,0.314,0.313,2.5219999999999998,null,2.0293626623646466,15.556250049212222,11.151200029879167]
[0.10921652472727039,8.6948701724023802,0.86099999999999999,0.67600000000000005,-2.1999999999999999E-2,0.314,0.313,2.5219999999999998,null,2.1022654696799736,18.138485784168275,16.276796420882107]
[7.9068161185913644E-2,8.1438066334046706,0.63,0.36499999999999999,-2.1999999999999999E-2,0.314,0.313,2.5219999999999998,null,2.0324668158993742,12.036215840623502,27.558705749956559]
[0.29630434242237924,19.811097877062199,0.78700000000000003,0.79600000000000004,-2.1999999999999999E-2,0.314,0.313,2.5219999999999998,null,2.9604564226566485,29.975569968065276,7.8871199404672625]
[0.77772853114793705,27.358961843803613,0.54600000000000004,0.79800000000000004,-2.1999999999999999E-2,0.314,0.313,2.5219999999999998,null,3.2904840068446903,44.044677912417896,14.108078686080665]
[0.42810010319144631,22.269769691635833,0.55500000000000005,0.46899999999999997,-2.1999999999999999E-2,0.314,0.313,2.5219999999999998,null,3.0803464184890266,23.874349009756447,4.6497599612229381]
[0.33599484805848989,20.600702251207679,0.81100000000000005,0.77400000000000002,-2.1999999999999999E-2,0.314,0.313,2.5219999999999998,null,3.0005484458941081,28.861980601605794,6.2415224610872082]
[0.32914880607640706,20.467975767895268,0.58599999999999997,0.432,-2.1999999999999999E-2,0.314,0.313,2.5219999999999998,null,2.9939207197204012,20.523929640944491,13.892564718923198]
[0.49025516243663581,23.295870969604756,0.95099999999999996,0.44800000000000001,-2.1999999999999999E-2,0.314,0.313,2.5219999999999998,null,3.1264190244815584,15.417885546775015,9.2453186080909404]
[8.5244626134383106E-3,6.0322586045559454,0.92800000000000005,0.316,-2.1999999999999999E-2,0.314,0.313,2.5219999999999998,null,1.7078636856819291,7.0895098728477679,14.922863468500088]
[0.41523212723014336,22.048208579593226,0.75600000000000001,0.30299999999999999,-2.1999999999999999E-2,0.314,0.313,2.5219999999999998,null,3.0701131707700529,12.178830744872917,15.663838585091524]
[5.7759519570145357E-2,7.6869945936432718,0.52100000000000002,0.38800000000000001,-2.1999999999999999E-2,0.314,0.313,2.5219999999999998,null,1.9706563591011774,14.405476051547748,13.357031954915122]
[0.21681090343672016,18.051114101100495,0.86599999999999999,0.38300000000000001,-2.1999999999999999E-2,0.314,0.313,2.5219999999999998,null,2.8648468080275493,13.023292692684334,10.001173847266511]
[0.87846436021171614,28.597187008285609,0.56899999999999995,0.72499999999999998,-2.1999999999999999E-2,0.314,0.313,2.5219999999999998,null,3.3355638919079427,39.355845299445036,13.293179830060341]
[0.64673678295259984,25.621766985003923,0.878,0.79200000000000004,-2.1999999999999999E-2,0.314,0.313,2.5219999999999998,null,3.2236026143004173,29.852706346924389,11.795527285825976]
[0.18564067128283079,9.8171655473269599,0.52300000000000002,0.52200000000000002,-2.1999999999999999E-2,0.314,0.313,2.5219999999999998,null,2.2308973009674369,21.044570720631768,15.01409394971469]
[{"$f":"RAND()","v":0.73074629689779336},26.75405664612224,0.86799999999999999,0.40300000000000002,-2.1999999999999999E-2,0.314,0.313,2.5219999999999998,null,3.2676995970981428,15.537567177930113,7.1114758394928286]
[0.69950286223685565,26.340962696144253,0.89700000000000002,0.371,-2.1999999999999999E-2,0.314,0.313,2.5219999999999998,null,3.2518361178080721,13.882314441548031,13.142812540008467]
[0.18885453967682764,9.8586847458549371,0.92300000000000004,0.53700000000000003,-2.1999999999999999E-2,0.314,0.313,2.5219999999999998,null,2.2353521262005884,14.27935682835437,7.6575484926306254]
[0.56730803188285761,24.481351454679501,0.83699999999999997,0.44900000000000001,-2.1999999999999999E-2,0.314,0.313,2.5219999999999998,null,3.1771315772639475,17.291368397167016,12.770667946755792]
[0.24324774431806195,18.667641591331204,0.748,0.51100000000000001,-2.1999999999999999E-2,0.314,0.313,2.5219999999999998,null,2.8993895173339403,19.605800882319635,10.510883019429569]
[0.48251175219132125,23.171733949071541,0.90700000000000003,0.74099999999999999,-2.1999999999999999E-2,0.314,0.313,2.5219999999999998,null,3.1209567891840555,26.384307517213621,21.615243462841082]
[0.97214184309675955,29.686336384754419,0.61499999999999999,0.39600000000000002,-2.1999999999999999E-2,0.314,0.313,2.5219999999999998,null,3.3736028280957204,20.515163518904675,22.623968813654425]
[0.92010564199785305,29.088162175068465,0.67300000000000004,0.71899999999999997,-2.1999999999999999E-2,0.314,0.313,2.5219999999999998,null,3.3528907447978837,34.550942362720043,28.076815393119468]
[0.39618865511829915,21.713918889232268,0.75800000000000001,0.433,-2.1999999999999999E-2,0.314,0.313,2.5219999999999998,null,3.0544723003360872,17.282983127535601,6.9116637049590599]
[0.42482212696062327,22.213649145412525,0.86499999999999999,0.60399999999999998,-2.1999999999999999E-2,0.314,0.313,2.5219999999999998,null,3.077764267628968,21.9873354757075,5.2779610358232931]
[0.27545175255538135,19.374987069186574,0.65200000000000002,0.64700000000000002,-2.1999999999999999E-2,0.314,0.313,2.5219999999999998,null,2.9376036307110556,27.857780083757,19.654156817435489]
[0.91018596920790051,28.972228714093557,0.52800000000000002,0.66300000000000003,-2.1999999999999999E-2,0.314,0.313,2.5219999999999998,null,3.3488263714759521,38.258857960236952,20.985209674796181]
[0.59337225360173074,24.86389937228072,0.59499999999999997,0.54200000000000004,-2.1999999999999999E-2,0.314,0.313,2.5219999999999998,null,3.1929620907181095,27.15457970811384,12.562859600217642]
[0.46917879133344031,22.955631649973853,0.77500000000000002,0.41599999999999998,-2.1999999999999999E-2,0.314,0.313,2.5219999999999998,null,3.1113761400476618,16.628103419366841,11.137031149509214]
[0.7249685261135127,26.678339712800216,0.69499999999999995,0.36599999999999999,-2.1999999999999999E-2,0.314,0.313,2.5219999999999998,null,3.2648107208179984,16.684727233895256,5.7054047786076643]
[4.7583556938690874E-2,7.4388408347689197,0.98,0.45900000000000002,-2.1999999999999999E-2,0.314,0.313,2.5219999999999998,null,1.9354000350104239,10.631214163651228,10.749149551492833]
[0.37243069648113403,21.285394687665971,0.84599999999999997,0.47099999999999997,-2.1999999999999999E-2,0.314,0.313,2.5219999999999998,null,3.0340576265385586,17.195531748362068,17.575675202248998]
[0.78448485814708835,27.444431410591147,0.59299999999999997,0.71299999999999997,-2.1999999999999999E-2,0.314,0.313,2.5219999999999998,null,3.2936618483502555,37.002449678502018,15.564203762364869]
[0.58695914343608635,24.77056570564487,0.97499999999999998,0.36199999999999999,-2.1999999999999999E-2,0.314,0.313,2.5219999999999998,null,3.1891228340451998,12.4687898661111,16.045722444844845]
[0.52069773700479072,23.774650048169505,0.57899999999999996,0.30099999999999999,-2.1999999999999999E-2,0.314,0.313,2.5219999999999998,null,3.1472109227165808,15.167185952078741,10.092864205684412]
[0.13373097598505312,9.0885660075546824,0.92100000000000004,0.75900000000000001,-2.1999999999999999E-2,0.314,0.313,2.5219999999999998,null,2.149300384763261,19.674499462215447,10.32223408075528]
[0.88154709827087396,28.633927845423042,0.80500000000000005,0.45400000000000001,-2.1999999999999999E-2,0.314,0.313,2.5219999999999998,null,3.3368709473014504,18.944405807214221,8.9633657730880056]
[0.49913533897855034,23.437031118966303,0.97299999999999998,0.30099999999999999,-2.1999999999999999E-2,0.314,0.313,2.5219999999999998,null,3.1325942552506039,10.201349051002566,12.383937380152103]
[0.80038792519002155,27.644168702184096,0.63900000000000001,0.745,-2.1999999999999999E-2,0.314,0.313,2.5219999999999998,null,3.3010491251155436,36.620466856390472,15.257782444119268]
[0.78325778292835979,27.4289359732722,0.879,0.3,-2.1999999999999999E-2,0.314,0.313,2.5219999999999998,null,3.2930864620746059,11.548788889750989,12.369055694890115]
[0.52218071167119096,23.797610847329562,0.86499999999999999,0.72,-2.1999999999999999E-2,0.314,0.313,2.5219999999999998,null,3.148197254955738,26.800321606299068,8.8045831874807039]
[0.26844280467264758,19.224716305254333,0.82699999999999996,0.79900000000000004,-2.1999999999999999E-2,0.314,0.313,2.5219999999999998,null,2.9296066276272366,28.70643209890666,12.24921317877217]
[0.3150571380518048,20.190358788639074,0.77700000000000002,0.58899999999999997,-2.1999999999999999E-2,0.314,0.313,2.5219999999999998,null,2.979914117120626,22.533731274774386,6.5545655022512257]
[0.79802575575910562,27.614626928018026,0.73699999999999999,0.75900000000000001,-2.1999999999999999E-2,0.314,0.313,2.5219999999999998,null,3.299959957234436,33.469469859187356,6.7508342854376622]
[0.96861197189573489,29.646273352317738,0.83799999999999997,0.77500000000000002,-2.1999999999999999E-2,0.314,0.313,2.5219999999999998,null,3.3722289519670028,31.720687731511578,7.0928736663480638]
[0.23553297225131586,18.491347046092159,0.72,0.41199999999999998,-2.1999999999999999E-2,0.314,0.313,2.5219999999999998,null,2.8896333873387152,16.215389323962146,12.040143269985434]
[0.72368884916901577,26.661528944930183,0.67200000000000004,0.61099999999999999,-2.1999999999999999E-2,0.314,0.313,2.5219999999999998,null,3.264168194912239,28.567055720299635,6.9509178713468538]
[0.36496778943031039,21.147980214621917,0.80900000000000005,0.69499999999999995,-2.1999999999999999E-2,0.314,0.313,2.5219999999999998,null,3.0274219919388838,26.186884768262981,9.4494353407637988]
[0.78817058433418752,27.490901828670204,0.78800000000000003,0.47099999999999997,-2.1999999999999999E-2,0.314,0.313,2.5219999999999998,null,3.2953854339742228,19.712957715194459,10.290703974162192]
[0.45297578058814481,22.688834844885111,0.66900000000000004,0.44900000000000001,-2.1999999999999999E-2,0.314,0.313,2.5219999999999998,null,{"$f":"-LN(-LN(1-(1/B1433)))","v":3.0994199319786762},{"$f":"D1433*(C1433^((E1433*J1433)+F1433-1))*EXP((G1433*J1433)+H1433)","v":19.976320777129541},15.188126136779182]
[0.88922579727301521,{"$f":"IF($B$13=\"exact vlaue\",$B$15,(IF(A1434<=$B$17,($B$14+(SQRT(A1434*($B$16-$B$14)*($B$15-$B$14)))),($B$16+((SQRT(A1434)-1)*(SQRT(($B$16-$B$14)*($B$16-$B$15))))))))","v":28.725166156254364},{"$f":"IF($C$13=\"exact value\",$C$15,(RANDBETWEEN(($C$14*1000),($C$16*1000))/1000))","v":0.64700000000000002},{"$f":"IF($D$13=\"exact value\",$D$15,(RANDBETWEEN(($D$14*1000),($D$16*1000))/1000))","v":0.72099999999999997},{"$f":"IF($E$13=\"exact value\",$E$15,(RANDBETWEEN(($E$14*1000),($E$16*1000))/1000))","v":-2.1999999999999999E-2},{"$f":"IF($F$13=\"exact value\",$F$15,(RANDBETWEEN(($F$14*1000),($F$16*1000))/1000))","v":0.314},{"$f":"IF($G$13=\"exact value\",$G$15,(RANDBETWEEN(($G$14*1000),($G$16*1000))/1000))","v":0.313},{"$f":"IF($H$13=\"exact value\",$H$15,(RANDBETWEEN(($H$14*1000),($H$16*1000))/1000))","v":2.5219999999999998},null,3.340109379252949,35.552965030512361,7.4686761470602097]
[0.94421001187091425,29.367297717982371,0.73899999999999999,0.59799999999999998,-2.1999999999999999E-2,0.314,0.313,2.5219999999999998,null,3.3626093730639197,26.848043947518583,7.7848815380280261]
[0.6854133952889383,26.151659289649476,0.67700000000000005,0.59,-2.1999999999999999E-2,0.314,0.313,2.5219999999999998,null,3.2444815933881692,27.257569793467717,9.9910253713041399]
[0.64033970466402512,25.532610932192117,0.97499999999999998,0.442,-2.1999999999999999E-2,0.314,0.313,2.5219999999999998,null,3.2200464029573319,15.372661166390227,13.617089253967745]
[0.82465777861263567,27.945203345573784,0.69699999999999995,0.51700000000000002,-2.1999999999999999E-2,0.314,0.313,2.5219999999999998,null,3.3120807619671822,23.876543976727888,20.463434657410161]
[0.83166969910943023,28.031349294094642,0.79100000000000004,0.69299999999999995,-2.1999999999999999E-2,0.314,0.313,2.5219999999999998,null,3.31521537197689,29.103979858948584,21.050760361397884]
[0.65356108225265619,25.716392474852967,0.73499999999999999,0.752,-2.1999999999999999E-2,0.314,0.313,2.5219999999999998,null,3.2273632009644699,32.466705496659614,7.4474686950640088]
[6.720093080003231E-2,7.8982954214510359,0.63400000000000001,0.77600000000000002,-2.1999999999999999E-2,0.314,0.313,2.5219999999999998,null,1.9997241099881566,25.203269762969697,8.7510840287391396]
[0.44446116534482882,22.54672049038756,0.93700000000000006,0.69,-2.1999999999999999E-2,0.314,0.313,2.5219999999999998,null,3.0929923746681403,23.762535453820369,16.708408833425711]
[2.3091997301983747E-2,6.6989701771214136,0.90500000000000003,0.53800000000000003,-2.1999999999999999E-2,0.314,0.313,2.5219999999999998,null,1.8222084385875141,12.742373407580812,11.623157841888364]
[0.68617676395341842,26.161965337855428,0.91200000000000003,0.33700000000000002,-2.1999999999999999E-2,0.314,0.313,2.5219999999999998,null,3.2448833836981654,12.42540432631381,18.241842314552095]
[0.41106074736142129,21.975650776461592,0.51300000000000001,0.69799999999999995,-2.1999999999999999E-2,0.314,0.313,2.5219999999999998,null,3.066739042205787,37.53514562970647,11.380039874271876]
[3.1287429990121574E-2,6.9776068236040238,0.56200000000000006,0.35299999999999998,-2.1999999999999999E-2,0.314,0.313,2.5219999999999998,null,1.8663599310049344,11.987377336426775,6.3067007410176625]
[1.7802295368256171E-2,6.4917395620657183,0.58699999999999997,0.41899999999999998,-2.1999999999999999E-2,0.314,0.313,2.5219999999999998,null,1.7880535447834089,13.439331688851659,5.7481575897315631]
[0.54504983767860682,24.147648996846435,0.80300000000000005,0.72399999999999998,-2.1999999999999999E-2,0.314,0.313,2.5219999999999998,null,3.1631146535518733,28.641810294718116,5.7644025699296364]
[0.81062300327288317,27.771669855297162,0.58799999999999997,0.72,-2.1999999999999999E-2,0.314,0.313,2.5219999999999998,null,3.3057363670845237,37.754192294995313,16.552330041287789]
[0.41239985859533201,21.998983497435269,0.55300000000000005,0.75600000000000001,-2.1999999999999999E-2,0.314,0.313,2.5219999999999998,null,3.0678253178793109,38.431680177383491,11.385889794347195]
[0.48790964802103731,23.258373461690894,0.79200000000000004,0.73899999999999999,-2.1999999999999999E-2,0.314,0.313,2.5219999999999998,null,3.1247722155751934,29.183347724298056,5.3908261885330715]
[0.84538939689339865,28.198860551738477,0.55300000000000005,0.39,-2.1999999999999999E-2,0.314,0.313,2.5219999999999998,null,3.3212826454056796,21.533780195558393,13.433101270184164]
[0.67227203555091763,25.973332818415987,0.91300000000000003,0.65700000000000003,-2.1999999999999999E-2,0.314,0.313,2.5219999999999998,null,3.2375036873888803,24.147710323499766,14.655653074056699]
[0.17262315065672973,9.6452011616388802,0.54500000000000004,0.34399999999999997,-2.1999999999999999E-2,0.314,0.313,2.5219999999999998,null,2.2122315889017523,13.372984467767306,11.187994635838447]
[0.54059014513257742,24.079973270617067,0.63800000000000001,0.71399999999999997,-2.1999999999999999E-2,0.314,0.313,2.5219999999999998,null,3.1602478563223317,33.57666197407088,10.027318623888604]
[0.97978842221859952,29.77287418972498,0.65600000000000003,0.38300000000000001,-2.1999999999999999E-2,0.314,0.313,2.5219999999999998,null,3.3765640296958517,18.909717985416638,16.298918849261369]
[0.80627205434479421,27.717567837092087,0.83,0.78400000000000003,-2.1999999999999999E-2,0.314,0.313,2.5219999999999998,null,3.3037501331149035,31.629572569858766,13.584204976082857]
[0.30035104860217199,19.893932593456928,0.89600000000000002,0.436,-2.1999999999999999E-2,0.314,0.313,2.5219999999999998,null,2.9647386426245221,14.914676823967316,32.950085069733532]
[0.27931732996446523,19.457046951502114,0.621,0.67600000000000005,-2.1999999999999999E-2,0.314,0.313,2.5219999999999998,null,2.9419437757365636,30.23283811579298,10.620085299366648]
[0.82240489811531181,27.917447580792526,0.85099999999999998,0.34399999999999997,-2.1999999999999999E-2,0.314,0.313,2.5219999999999998,null,3.311068710376766,13.649256995325082,12.243804776875272]
[0.80789603879294203,27.73777835980615,0.78600000000000003,0.46100000000000002,-2.1999999999999999E-2,0.314,0.313,2.5219999999999998,null,3.3044925788080177,19.38777034726726,7.1933917447384781]
[0.4059432888278115,21.886131953031139,0.84199999999999997,0.57999999999999996,-2.1999999999999999E-2,0.314,0.313,2.5219999999999998,null,3.0625604267358506,21.443387693690863,10.307389310741643]
[{"$f":"RAND()","v":0.74706669742264187},26.966331083159165,0.92600000000000005,0.626,-2.1999999999999999E-2,0.314,0.313,2.5219999999999998,null,3.2757544133190537,23.038971040906564,6.9459316105742719]
[0.4569729980774454,22.755090104129089,0.96,0.73499999999999999,-2.1999999999999999E-2,0.314,0.313,2.5219999999999998,null,3.1024024624365278,24.927143168693981,8.7963544068864543]
[0.72478502984347348,26.67593008394854,0.91100000000000003,0.73599999999999999,-2.1999999999999999E-2,0.314,0.313,2.5219999999999998,null,3.2647186475210117,27.32959931123704,11.868612876634206]
[0.95401802655658496,29.479856236700453,0.84799999999999998,0.70699999999999996,-2.1999999999999999E-2,0.314,0.313,2.5219999999999998,null,3.3665017371154558,28.625718238462152,13.394432560122938]
[0.65180659663547535,25.692112206236963,0.95299999999999996,0.56299999999999994,-2.1999999999999999E-2,0.314,0.313,2.5219999999999998,null,3.2263996078943626,19.961966056182138,14.918555048511205]
[0.9052124912262921,28.913864770377124,0.81299999999999994,0.40899999999999997,-2.1999999999999999E-2,0.314,0.313,2.5219999999999998,null,3.3467739896845758,16.992323859142285,13.712162052926629]
[0.73617451031523651,26.824920428217489,0.58399999999999996,0.54100000000000004,-2.1999999999999999E-2,0.314,0.313,2.5219999999999998,null,3.2703957666723182,28.18990240524338,8.9831215637056694]
[0.10285456721390107,8.5856409331858146,0.79700000000000004,0.40200000000000002,-2.1999999999999999E-2,0.314,0.313,2.5219999999999998,null,2.0888130003648828,11.365427303559041,29.242041224570695]
[0.56904516373318614,24.507117409773834,0.56200000000000006,0.57099999999999995,-2.1999999999999999E-2,0.314,0.313,2.5219999999999998,null,3.1782057277839733,29.725763232635828,9.7613664807823355]
[0.72489334135515371,26.677352441530598,0.999,0.307,-2.1999999999999999E-2,0.314,0.313,2.5219999999999998,null,3.2647729976433442,10.6304722874111,11.416520075450322]
[0.85519201142151502,28.317714884906376,0.78700000000000003,0.33700000000000002,-2.1999999999999999E-2,0.314,0.313,2.5219999999999998,null,3.3255653386332282,14.254455531499525,6.2559079783012361]
[0.28505783681170005,19.577867808600789,0.70499999999999996,0.58899999999999997,-2.1999999999999999E-2,0.314,0.313,2.5219999999999998,null,2.94829988180522,23.997709833049381,4.6375953166782553]
[0.42159457124402355,22.158179877950463,0.86499999999999999,0.53900000000000003,-2.1999999999999999E-2,0.314,0.313,2.5219999999999998,null,3.0752055115714905,19.605280551685549,12.387492180529176]
[8.1685812493484278E-2,8.1954227516379632,0.55700000000000005,0.45600000000000002,-2.1999999999999999E-2,0.314,0.313,2.5219999999999998,null,2.0392159299390369,16.489201598532631,30.626679498999763]
[0.37131230215802336,21.264889977456921,0.73599999999999999,0.77800000000000002,-2.1999999999999999E-2,0.314,0.313,2.5219999999999998,null,3.0330702622401358,31.533553483490394,17.420453213511191]
[0.45985357816745476,22.802657228568549,0.621,0.48499999999999999,-2.1999999999999999E-2,0.314,0.313,2.5219999999999998,null,3.1045382581054342,22.862106069507465,15.484406094659315]
[0.83038614426463386,28.01560723054649,0.996,0.623,-2.1999999999999999E-2,0.314,0.313,2.5219999999999998,null,3.3146432957215701,21.962058867396074,8.2299389805934293]
[0.60490578374566173,25.03049303976163,0.80500000000000005,0.39500000000000002,-2.1999999999999999E-2,0.314,0.313,2.5219999999999998,null,3.1997784464858081,15.779838435112689,10.909244273126351]
[0.68216877987960323,26.107790381996743,0.95399999999999996,0.72799999999999998,-2.1999999999999999E-2,0.314,0.313,2.5219999999999998,null,3.242769516769707,25.924721973055124,12.934164380013272]
[0.8449178791750086,28.193126188557962,0.63300000000000001,0.57799999999999996,-2.1999999999999999E-2,0.314,0.313,2.5219999999999998,null,3.3210755537363252,28.801387299451331,11.472506332451962]
[0.14986576336132196,9.3281890462600217,0.995,0.69199999999999995,-2.1999999999999999E-2,0.314,0.313,2.5219999999999998,null,2.1768791726132655,17.096478706521086,9.163567563216521]
[0.61976729692697996,25.24283261496252,0.73,0.66700000000000004,-2.1999999999999999E-2,0.314,0.313,2.5219999999999998,null,3.2083997123006971,28.771037559004466,16.937704914085895]
[0.11082791286160276,8.7220275533236382,0.96899999999999997,0.41599999999999998,-2.1999999999999999E-2,0.314,0.313,2.5219999999999998,null,2.1055821497640861,10.247548721720008,26.094271726013417]
[0.89724987155006708,28.820088288862149,0.84499999999999997,0.621,-2.1999999999999999E-2,0.314,0.313,2.5219999999999998,null,3.3434674689783521,25.028234459484636,21.616154714800341]
[0.10341580717046595,8.5954103933081463,0.64200000000000002,0.76100000000000001,-2.1999999999999999E-2,0.314,0.313,2.5219999999999998,null,2.0900236039179223,25.215151393382836,12.839770256629359]
[0.62658813904307031,25.339435182864243,0.61,0.78,-2.1999999999999999E-2,0.314,0.313,2.5219999999999998,null,3.2122974322093616,38.590541341052131,7.8363143726702562]
[0.39427866073419537,21.679951634133879,0.56299999999999994,0.53700000000000003,-2.1999999999999999E-2,0.314,0.313,2.5219999999999998,null,3.05286924461952,26.801685158481636,16.187463448369652]
[0.9780367407279883,29.753079976884958,0.74199999999999999,0.79900000000000004,-2.1999999999999999E-2,0.314,0.313,2.5219999999999998,null,3.3758874728616211,35.914009664385993,21.182255829721097]
[0.27578211244823325,19.382022478917794,1,0.53700000000000003,-2.1999999999999999E-2,0.314,0.313,2.5219999999999998,null,2.9379764728376974,16.77398964981964,7.6398546658362685]
[0.3640864510443137,21.131659737560955,0.89,0.58799999999999997,-2.1999999999999999E-2,0.314,0.313,2.5219999999999998,null,3.0266309546957206,20.614791714329108,13.444657386085359]
[0.94041034655221434,29.323535066128059,0.64400000000000002,0.60399999999999998,-2.1999999999999999E-2,0.314,0.313,2.5219999999999998,null,3.3610919247493514,30.09199044742374,23.763328191087545]
[0.8433043337117816,28.173490937643283,0.72399999999999998,0.47899999999999998,-2.1999999999999999E-2,0.314,0.313,2.5219999999999998,null,3.3203661181892099,21.549767405626543,13.585108839099522]
[0.32687882588236361,20.423662716549401,0.83399999999999996,0.77300000000000002,-2.1999999999999999E-2,0.314,0.313,2.5219999999999998,null,2.9916981164062015,28.145755954693453,8.0272500574624459]
[0.74912731437926217,26.992967353893111,0.89,0.75700000000000001,-2.1999999999999999E-2,0.314,0.313,2.5219999999999998,null,3.2767605673693079,28.719519257607544,20.440116477711232]
[0.60735145761455445,25.065614403836488,0.996,0.72699999999999998,-2.1999999999999999E-2,0.314,0.313,2.5219999999999998,null,{"$f":"-LN(-LN(1-(1/B1497)))","v":3.2012095614612397},{"$f":"D1497*(C1497^((E1497*J1497)+F1497-1))*EXP((G1497*J1497)+H1497)","v":24.73406801881228},12.864718537881027]
[0.37581627476587864,{"$f":"IF($B$13=\"exact vlaue\",$B$15,(IF(A1498<=$B$17,($B$14+(SQRT(A1498*($B$16-$B$14)*($B$15-$B$14)))),($B$16+((SQRT(A1498)-1)*(SQRT(($B$16-$B$14)*($B$16-$B$15))))))))","v":21.347279131525688},{"$f":"IF($C$13=\"exact value\",$C$15,(RANDBETWEEN(($C$14*1000),($C$16*1000))/1000))","v":0.61699999999999999},{"$f":"IF($D$13=\"exact value\",$D$15,(RANDBETWEEN(($D$14*1000),($D$16*1000))/1000))","v":0.79300000000000004},{"$f":"IF($E$13=\"exact value\",$E$15,(RANDBETWEEN(($E$14*1000),($E$16*1000))/1000))","v":-2.1999999999999999E-2},{"$f":"IF($F$13=\"exact value\",$F$15,(RANDBETWEEN(($F$14*1000),($F$16*1000))/1000))","v":0.314},{"$f":"IF($G$13=\"exact value\",$G$15,(RANDBETWEEN(($G$14*1000),($G$16*1000))/1000))","v":0.313},{"$f":"IF($H$13=\"exact value\",$H$15,(RANDBETWEEN(($H$14*1000),($H$16*1000))/1000))","v":2.5219999999999998},null,3.0370316514194897,36.751635167588034,12.272111870888676]
[0.15901715754571977,9.4583791553898795,0.51800000000000002,0.44800000000000001,-2.1999999999999999E-2,0.314,0.313,2.5219999999999998,null,2.191549519866713,17.956359176448419,14.317933214044647]
[0.65934052984706304,25.796144422078296,0.91600000000000004,0.61499999999999999,-2.1999999999999999E-2,0.314,0.313,2.5219999999999998,null,3.2305217379681279,22.498416351653614,10.781634707964985]
[0.94187808284425489,29.340450182267634,0.54200000000000004,0.41,-2.1999999999999999E-2,0.314,0.313,2.5219999999999998,null,3.3616787211284325,23.291134453122641,10.27676840761195]
[0.69980725238012187,26.345031283127131,0.64800000000000002,0.51300000000000001,-2.1999999999999999E-2,0.314,0.313,2.5219999999999998,null,3.2519935919064138,24.558696080230046,18.403087338565552]
[0.76188902212239784,27.157120076962848,0.57799999999999996,0.77500000000000002,-2.1999999999999999E-2,0.314,0.313,2.5219999999999998,null,3.2829389954627346,40.866567909069531,7.2171860737237656]
[0.6750579628236959,26.011282053066299,0.61299999999999999,0.56799999999999995,-2.1999999999999999E-2,0.314,0.313,2.5219999999999998,null,3.2389927239429173,28.240737744733671,10.801457660914018]
[0.19991286950985154,9.9989107502266386,0.51900000000000002,0.42699999999999999,-2.1999999999999999E-2,0.314,0.313,2.5219999999999998,null,2.2502524505804269,17.422110108185063,20.311402469265577]
[0.31134492902256594,20.116197418886916,0.54600000000000004,0.46500000000000002,-2.1999999999999999E-2,0.314,0.313,2.5219999999999998,null,2.9761389974673076,23.163053121091068,10.346158967002484]
[0.27683084956553794,19.404328715554456,0.78400000000000003,0.47199999999999998,-2.1999999999999999E-2,0.314,0.313,2.5219999999999998,null,2.9391576750441053,17.705064327201828,15.328881112747375]
[7.0034715370416833E-2,7.9587732967062728,0.63700000000000001,0.77600000000000002,-2.1999999999999999E-2,0.314,0.313,2.5219999999999998,null,2.0078901345072162,25.182886125615038,15.957654777249854]
[0.99144998788373639,29.904202752019131,0.66100000000000003,0.79400000000000004,-2.1999999999999999E-2,0.314,0.313,2.5219999999999998,null,3.381041219910117,39.032463675765975,15.630486570273067]
[0.97293512575263641,29.695329902101861,0.81599999999999995,0.47799999999999998,-2.1999999999999999E-2,0.314,0.313,2.5219999999999998,null,3.3739109822652442,19.974863472730142,19.833422603665841]
[0.21522386361067003,18.012937328275918,0.57699999999999996,0.753,-2.1999999999999999E-2,0.314,0.313,2.5219999999999998,null,2.8626680807188487,34.681215144094068,16.734714370790549]
[0.12892752093769966,9.0144663552223783,0.85299999999999998,0.30099999999999999,-2.1999999999999999E-2,0.314,0.313,2.5219999999999998,null,2.1406154331234393,8.2311551221647363,17.940929143768873]
[3.9981734304072591E-2,7.2355573774808537,0.69,0.34100000000000003,-2.1999999999999999E-2,0.314,0.313,2.5219999999999998,null,1.9055593222700624,10.101387558744586,8.8078135135472611]
[0.7083676726089746,26.459092707805588,0.97899999999999998,0.36,-2.1999999999999999E-2,0.314,0.313,2.5219999999999998,null,3.2563982587302722,12.625029345284336,17.299390604071501]
[6.4409913340863545E-2,7.8374705580160544,0.96499999999999997,0.77400000000000002,-2.1999999999999999E-2,0.314,0.313,2.5219999999999998,null,1.9914432093617342,18.451385306347223,19.306404317615986]
[0.78886698096343022,27.499669931936147,0.753,0.39500000000000002,-2.1999999999999999E-2,0.314,0.313,2.5219999999999998,null,3.2957103095571179,17.113511760055328,16.03032294870248]
[0.51514630486805491,23.688405944569666,0.504,0.51900000000000002,-2.1999999999999999E-2,0.314,0.313,2.5219999999999998,null,3.1434973982898708,29.005369759685706,10.28632845919376]
[0.52517871702552854,23.843929399948728,0.81,0.40799999999999997,-2.1999999999999999E-2,0.314,0.313,2.5219999999999998,null,3.1501840147288993,15.969456675107484,9.6476854600416786]
[0.75928311405093485,27.123712877211396,0.876,0.33300000000000002,-2.1999999999999999E-2,0.314,0.313,2.5219999999999998,null,3.2816846963112831,12.806227992863969,15.716606719445561]
[0.484486173989362,23.203480561964742,0.56699999999999995,0.78400000000000003,-2.1999999999999999E-2,0.314,0.313,2.5219999999999998,null,3.1223565358156846,39.811684587389131,31.065028524800489]
[0.77598571656537529,27.336854544877969,0.68500000000000005,0.61499999999999999,-2.1999999999999999E-2,0.314,0.313,2.5219999999999998,null,3.2896603891076257,28.572669636028671,8.2235634786573009]
[0.12150359000081301,8.8971718912695685,0.88100000000000001,0.42899999999999999,-2.1999999999999999E-2,0.314,0.313,2.5219999999999998,null,2.1267113262495894,11.406744010949115,19.779616943013203]
[0.95509632085821794,29.492195560506786,0.63300000000000001,0.41299999999999998,-2.1999999999999999E-2,0.314,0.313,2.5219999999999998,null,3.3669275206427742,20.88665062986362,13.227958703837645]
[0.90533449470068705,28.915298401112913,0.746,0.68799999999999994,-2.1999999999999999E-2,0.314,0.313,2.5219999999999998,null,3.3468244541530079,30.513944883712242,8.5159526023378938]
[0.56393071104518933,24.431144292761825,0.95299999999999996,0.31,-2.1999999999999999E-2,0.314,0.313,2.5219999999999998,null,3.1750351819207987,10.81560469421386,15.530004624571228]
[0.16114115357363423,9.48805572566833,0.76900000000000002,0.41099999999999998,-2.1999999999999999E-2,0.314,0.313,2.5219999999999998,null,2.1948636256030305,12.33821353920157,7.2111174964163407]
[{"$f":"RAND()","v":0.19884729203311702},9.9855703288730808,0.96899999999999997,0.76200000000000001,-2.1999999999999999E-2,0.314,0.313,2.5219999999999998,null,2.2488444416543052,19.633556566268162,7.2731628089103157]
[0.99026276410702829,29.890868082477414,0.88500000000000001,0.58099999999999996,-2.1999999999999999E-2,0.314,0.313,2.5219999999999998,null,3.380587534189182,22.874261748431415,11.294243106009475]
[0.78752439459769052,27.482762398648418,0.63800000000000001,0.68500000000000005,-2.1999999999999999E-2,0.314,0.313,2.5219999999999998,null,3.2950837574644898,33.646327115239167,15.646108232481629]
[0.49693409184498161,23.402157720912882,0.66900000000000004,0.58199999999999996,-2.1999999999999999E-2,0.314,0.313,2.5219999999999998,null,3.1310722181170676,26.158710937936245,12.487162172087254]
[6.2219241314255935E-2,7.7887999505669088,0.64200000000000002,0.73099999999999998,-2.1999999999999999E-2,0.314,0.313,2.5219999999999998,null,1.9847671287326598,23.412116055318588,13.489834646842178]
[0.46394676798046774,22.869992698344632,0.89900000000000002,0.66,-2.1999999999999999E-2,0.314,0.313,2.5219999999999998,null,3.1075538851115367,23.558059307145083,18.489742079375418]
[0.86856633716750797,28.478782036281061,0.83,0.52100000000000002,-2.1999999999999999E-2,0.314,0.313,2.5219999999999998,null,3.3313399699639801,21.203839245768048,13.058698836172276]
[0.9419429069047206,29.341196951505744,0.82899999999999996,0.76,-2.1999999999999999E-2,0.314,0.313,2.5219999999999998,null,3.3617046191027358,31.258627693264224,10.511133568466111]
[0.30904948235921148,20.070118316018053,0.86799999999999999,0.72599999999999998,-2.1999999999999999E-2,0.314,0.313,2.5219999999999998,null,2.9737861791509417,25.507281744414737,6.9070344943248205]
[0.25868951442498467,19.012303879808449,0.501,0.33700000000000002,-2.1999999999999999E-2,0.314,0.313,2.5219999999999998,null,2.9181923455240937,17.570513519744708,7.1368522134304486]
[0.17670734028892987,9.6998316497632366,0.70699999999999996,0.70699999999999996,-2.1999999999999999E-2,0.314,0.313,2.5219999999999998,null,2.2181993242981859,22.744995760985269,11.304949932284519]
[0.53381079645907559,23.976559839745402,0.69199999999999995,0.72,-2.1999999999999999E-2,0.314,0.313,2.5219999999999998,null,3.155851240686125,31.797989189143529,17.934103966051026]
[0.73510675360895084,26.811001862367029,0.53600000000000003,0.48,-2.1999999999999999E-2,0.314,0.313,2.5219999999999998,null,3.269866777502962,26.686683311776992,11.652228472910695]
[0.9594519797234512,29.541968235270762,0.73399999999999999,0.79900000000000004,-2.1999999999999999E-2,0.314,0.313,2.5219999999999998,null,3.3686431494531202,36.127421889044037,17.627836502690677]
[0.94884867267682471,29.420604308784043,0.94699999999999995,0.433,-2.1999999999999999E-2,0.314,0.313,2.5219999999999998,null,3.3644546468547802,16.11006827166403,21.592862975856459]
[0.36594267484598575,21.166010042654936,0.86299999999999999,0.35499999999999998,-2.1999999999999999E-2,0.314,0.313,2.5219999999999998,null,3.0282951525708208,12.744639271349143,12.166519139738966]
[0.22176023678250045,18.169283111510786,0.80100000000000005,0.78300000000000003,-2.1999999999999999E-2,0.314,0.313,2.5219999999999998,null,2.8715607020400462,28.287314560148744,23.827572527608819]
[0.5563198889770401,24.317447952313707,0.65400000000000003,0.34,-2.1999999999999999E-2,0.314,0.313,2.5219999999999998,null,3.1702714890622268,15.743243290103011,8.2403645800475811]
[0.52864859411779985,23.897373523564632,0.94299999999999995,0.378,-2.1999999999999999E-2,0.314,0.313,2.5219999999999998,null,3.1524715188555046,13.199691948729221,5.1896352640752612]
[0.11991736560530686,8.8716496097481965,1,0.315,-2.1999999999999999E-2,0.314,0.313,2.5219999999999998,null,2.1236600685257754,7.6256911521613615,13.618496604898874]
[0.99055550867479258,29.894156875433765,0.67400000000000004,0.8,-2.1999999999999999E-2,0.314,0.313,2.5219999999999998,null,3.3806994479832944,38.745034420242348,6.6906086737945945]
[0.18685393364997449,9.8328813047960129,0.73699999999999999,0.754,-2.1999999999999999E-2,0.314,0.313,2.5219999999999998,null,2.2325858713649223,23.635980933670954,9.190712746497514]
[0.63039332296080663,25.393099019399742,0.75800000000000001,0.43099999999999999,-2.1999999999999999E-2,0.314,0.313,2.5219999999999998,null,3.2144561127601645,18.104180400419587,17.541111784712282]
[0.77655591452746342,27.344090136465969,0.57699999999999996,0.78300000000000003,-2.1999999999999999E-2,0.314,0.313,2.5219999999999998,null,3.2899300291494877,41.436730598670067,8.701958936237407]
[0.40057511363069787,21.79161886569468,0.51400000000000001,0.66200000000000003,-2.1999999999999999E-2,0.314,0.313,2.5219999999999998,null,3.058129647203653,35.446908711479615,16.642901461148494]
[0.88418205277712025,28.665280997070525,0.98,0.52300000000000002,-2.1999999999999999E-2,0.314,0.313,2.5219999999999998,null,3.3379849860914899,18.801904018561508,14.471488063651016]
[0.89939735615872207,28.845420245500001,0.77400000000000002,0.64100000000000001,-2.1999999999999999E-2,0.314,0.313,2.5219999999999998,null,3.3443617420501921,27.623038667563613,6.357361348004563]
[0.86889583170168827,28.48273443311216,0.63300000000000001,0.39100000000000001,-2.1999999999999999E-2,0.314,0.313,2.5219999999999998,null,3.3314812541426941,19.548897984526121,19.774549655565345]
[0.39838555023154154,21.752887283537333,0.52600000000000002,0.502,-2.1999999999999999E-2,0.314,0.313,2.5219999999999998,null,3.0563082197751896,26.400702802366773,11.361235127307271]
[0.65659728489274083,25.758333510674433,0.82199999999999995,0.69499999999999995,-2.1999999999999999E-2,0.314,0.313,2.5219999999999998,null,3.2290254992053939,27.583902877213784,22.251162209884853]
[0.27638700762068114,19.394893533452041,0.91400000000000003,0.70699999999999996,-2.1999999999999999E-2,0.314,0.313,2.5219999999999998,null,2.9386582156982288,23.63142592840239,8.5479782736429364]
[0.44364241459622655,22.532983552005078,0.78100000000000003,0.72799999999999998,-2.1999999999999999E-2,0.314,0.313,2.5219999999999998,null,3.0923688834497014,28.75578560422073,15.988681444386797]
[0.59594212981462114,24.901158623831776,0.74,0.77500000000000002,-2.1999999999999999E-2,0.314,0.313,2.5219999999999998,null,3.1944906322419273,32.940493771797932,11.733115720478054]
[0.19213213388738914,9.9006649279382124,0.91100000000000003,0.65300000000000002,-2.1999999999999999E-2,0.314,0.313,2.5219999999999998,null,2.2398362877085893,17.556556548654424,12.163606531467904]
[0.27095395899613672,19.278778094596731,0.80900000000000005,0.54700000000000004,-2.1999999999999999E-2,0.314,0.313,2.5219999999999998,null,{"$f":"-LN(-LN(1-(1/B1561)))","v":2.9324910237656421},{"$f":"D1561*(C1561^((E1561*J1561)+F1561-1))*EXP((G1561*J1561)+H1561)","v":19.998146634621065},14.749852662884324]
[0.15183445246549054,{"$f":"IF($B$13=\"exact vlaue\",$B$15,(IF(A1562<=$B$17,($B$14+(SQRT(A1562*($B$16-$B$14)*($B$15-$B$14)))),($B$16+((SQRT(A1562)-1)*(SQRT(($B$16-$B$14)*($B$16-$B$15))))))))","v":9.356524596302231},{"$f":"IF($C$13=\"exact value\",$C$15,(RANDBETWEEN(($C$14*1000),($C$16*1000))/1000))","v":0.56100000000000005},{"$f":"IF($D$13=\"exact value\",$D$15,(RANDBETWEEN(($D$14*1000),($D$16*1000))/1000))","v":0.61},{"$f":"IF($E$13=\"exact value\",$E$15,(RANDBETWEEN(($E$14*1000),($E$16*1000))/1000))","v":-2.1999999999999999E-2},{"$f":"IF($F$13=\"exact value\",$F$15,(RANDBETWEEN(($F$14*1000),($F$16*1000))/1000))","v":0.314},{"$f":"IF($G$13=\"exact value\",$G$15,(RANDBETWEEN(($G$14*1000),($G$16*1000))/1000))","v":0.313},{"$f":"IF($H$13=\"exact value\",$H$15,(RANDBETWEEN(($H$14*1000),($H$16*1000))/1000))","v":2.5219999999999998},null,2.1800905498598624,22.973176139860612,21.962104023662345]
[0.80859633262607955,27.746487263474723,0.79800000000000004,0.64500000000000002,-2.1999999999999999E-2,0.314,0.313,2.5219999999999998,null,3.3048123357154311,26.818736356558528,10.193947485167207]
[0.60808759742909713,25.076171968208172,0.74199999999999999,0.61199999999999999,-2.1999999999999999E-2,0.314,0.313,2.5219999999999998,null,3.2016393578078652,26.018692194910052,15.72268518390551]
[3.2249077492958578E-2,7.0077685839308828,0.77400000000000002,0.54200000000000004,-2.1999999999999999E-2,0.314,0.313,2.5219999999999998,null,1.8710238980683815,14.605938238327996,7.313475692076012]
[7.7312102237510061E-3,5.983057108193047,0.58099999999999996,0.70699999999999996,-2.1999999999999999E-2,0.314,0.313,2.5219999999999998,null,1.6988809001180181,22.193982888509886,12.541711747370639]
[5.6973937732527347E-3,5.8439041543069878,0.85399999999999998,0.64300000000000002,-2.1999999999999999E-2,0.314,0.313,2.5219999999999998,null,1.6730272626560592,15.151859578051406,17.603865609916099]
[0.22626200215864256,18.275626025387936,0.67100000000000004,0.40899999999999997,-2.1999999999999999E-2,0.314,0.313,2.5219999999999998,null,2.8775643683186543,16.904847252674791,13.431450724228581]
[0.39892915996658129,21.762513206169309,0.89200000000000002,0.752,-2.1999999999999999E-2,0.314,0.313,2.5219999999999998,null,3.0567612073813706,26.571400259407735,18.519861348218996]
[3.2341838459045591E-2,7.0106540745192092,0.79100000000000004,0.35099999999999998,-2.1999999999999999E-2,0.314,0.313,2.5219999999999998,null,1.8714689442133841,9.3118854557812369,14.115991024952773]
[0.2637093663030905,19.1221196725038,0.92,0.32600000000000001,-2.1999999999999999E-2,0.314,0.313,2.5219999999999998,null,2.9241097250087527,10.793587453291217,9.3489013376747323]
[0.88051196077304861,28.621597994265485,0.66900000000000004,0.53600000000000003,-2.1999999999999999E-2,0.314,0.313,2.5219999999999998,null,3.3364325032813511,25.737261565684499,23.355947281607964]
[0.47239296949199716,23.008005424003304,0.68400000000000005,0.70399999999999996,-2.1999999999999999E-2,0.314,0.313,2.5219999999999998,null,3.1137065153853034,30.943746028852608,3.8321071033726328]
[0.15399067730906035,9.3873493892819333,0.78200000000000003,0.79,-2.1999999999999999E-2,0.314,0.313,2.5219999999999998,null,2.1835723458153162,23.341579442542688,11.288731110637485]
[3.6872060203545165E-2,7.1468599221754427,0.64500000000000002,0.48,-2.1999999999999999E-2,0.314,0.313,2.5219999999999998,null,1.8922537187153108,14.870441060609725,16.561202616410618]
[0.72937830998698594,26.736156481133456,0.58599999999999997,0.40200000000000002,-2.1999999999999999E-2,0.314,0.313,2.5219999999999998,null,3.2670173938001024,20.86990607297394,10.144562768323862]
[0.31544778560017639,20.198137557859852,0.56100000000000005,0.44600000000000001,-2.1999999999999999E-2,0.314,0.313,2.5219999999999998,null,2.9803092636473907,21.798298561403968,17.700429453986192]
[0.97618992672759297,29.732191549567329,0.66800000000000004,0.66500000000000004,-2.1999999999999999E-2,0.314,0.313,2.5219999999999998,null,3.3751730194656036,32.368907579871411,12.113096077456159]
[0.82587078655685875,27.960132051266065,0.64800000000000002,0.439,-2.1999999999999999E-2,0.314,0.313,2.5219999999999998,null,3.3126246802705643,21.43115778169344,12.549806787722082]
[0.4509220270504759,22.65467947895397,0.63300000000000001,0.72499999999999998,-2.1999999999999999E-2,0.314,0.313,2.5219999999999998,null,3.0978789193504475,33.61308339786752,15.747890291601786]
[0.46925539477368083,22.956881956127603,0.77,0.442,-2.1999999999999999E-2,0.314,0.313,2.5219999999999998,null,3.111431835864257,17.754159139135545,10.905287291398782]
[0.98261297650501267,29.804754762869983,0.747,0.52700000000000002,-2.1999999999999999E-2,0.314,0.313,2.5219999999999998,null,3.3776527310459263,23.580615355821795,8.0816873040963202]
[0.9703827390428259,29.666380163210221,0.90500000000000003,0.39,-2.1999999999999999E-2,0.314,0.313,2.5219999999999998,null,3.3729187080858196,15.059346902372482,10.904594778677131]
[0.33088612297318409,20.50178738673247,0.92100000000000004,0.317,-2.1999999999999999E-2,0.314,0.313,2.5219999999999998,null,2.9956132863712526,10.725794420746157,9.4986152264778951]
[0.19418524220229361,9.9267794019305047,0.54500000000000004,0.38300000000000001,-2.1999999999999999E-2,0.314,0.313,2.5219999999999998,null,2.242615605505339,15.037481396982256,6.1380667163539577]
[0.71072254118471279,26.490348594625772,0.52400000000000002,0.57199999999999995,-2.1999999999999999E-2,0.314,0.313,2.5219999999999998,null,3.2576018756850349,32.222528616402464,13.202947795246729]
[0.4190795978941142,22.114809817656891,0.626,0.51300000000000001,-2.1999999999999999E-2,0.314,0.313,2.5219999999999998,null,3.0732003105012873,23.793848397293559,15.348209222092601]
[0.45938277093586422,22.794892977885187,0.91800000000000004,0.374,-2.1999999999999999E-2,0.314,0.313,2.5219999999999998,null,3.104189949539883,13.126690742689167,14.413333008799071]
[0.35948522997086241,21.046132485395368,0.94699999999999995,0.38400000000000001,-2.1999999999999999E-2,0.314,0.313,2.5219999999999998,null,3.0224752671298076,12.831460541135325,14.873176046685524]
[5.5244100885653014E-3,5.8309941402143952,0.53900000000000003,0.79300000000000004,-2.1999999999999999E-2,0.314,0.313,2.5219999999999998,null,1.6705942413105548,26.040526567436928,10.090567790532614]
[{"$f":"RAND()","v":0.71298155215330683},26.520283549913611,0.57799999999999996,0.47899999999999998,-2.1999999999999999E-2,0.314,0.313,2.5219999999999998,null,3.2587532686646576,25.060379027950766,19.407987782404803]
[0.44352126123724334,22.530949773799698,0.73799999999999999,0.79400000000000004,-2.1999999999999999E-2,0.314,0.313,2.5219999999999998,null,3.0922765414061693,32.730053273111317,23.155722081591829]
[0.44746749282757581,22.597052219318218,0.61,0.623,-2.1999999999999999E-2,0.314,0.313,2.5219999999999998,null,3.0952735108061118,29.676596433533362,22.665516849976488]
[5.3222025340222356E-2,7.5792931526927667,0.81200000000000006,0.34,-2.1999999999999999E-2,0.314,0.313,2.5219999999999998,null,1.9555076641857754,9.0891963722359801,11.31868690104878]
[0.92693861577063619,29.167657547826597,0.69499999999999995,0.52500000000000002,-2.1999999999999999E-2,0.314,0.313,2.5219999999999998,null,3.3556681600855347,24.641311043537513,8.9406058890259814]
[8.786468699187E-2,8.3140739089500926,0.68100000000000005,0.72899999999999998,-2.1999999999999999E-2,0.314,0.313,2.5219999999999998,null,2.0545592442210063,22.872092854484503,17.89704491841588]
[0.50502605298300607,23.529978691267843,0.54500000000000004,0.34300000000000003,-2.1999999999999999E-2,0.314,0.313,2.5219999999999998,null,3.1366396363939741,18.02949486669214,12.155179869151208]
[0.83098206170399891,28.022917327868896,0.83399999999999996,0.57299999999999995,-2.1999999999999999E-2,0.314,0.313,2.5219999999999998,null,3.3149089898574782,23.114473642684803,16.740107465336788]
[0.34608519599540677,20.793885896194119,0.84399999999999997,0.40500000000000003,-2.1999999999999999E-2,0.314,0.313,2.5219999999999998,null,3.0101172569911343,14.700441591183655,13.375583239789522]
[0.8566427082844893,28.335246252658962,0.51300000000000001,0.73699999999999999,-2.1999999999999999E-2,0.314,0.313,2.5219999999999998,null,3.3261954989180569,43.149307636953111,18.655045644765138]
[0.41839710201836477,22.103017919892661,0.67800000000000005,0.77800000000000002,-2.1999999999999999E-2,0.314,0.313,2.5219999999999998,null,3.0726544196266525,33.973011763128234,13.968858253006893]
[5.261926803851924E-2,7.5646458829270964,0.96699999999999997,0.60599999999999998,-2.1999999999999999E-2,0.314,0.313,2.5219999999999998,null,1.9534295586037842,14.25361031855161,18.151601522461842]
[0.31250726697713171,20.139465563699801,0.64600000000000002,0.42799999999999999,-2.1999999999999999E-2,0.314,0.313,2.5219999999999998,null,2.9773249776621702,18.795987232148587,9.7098058008813997]
[0.35756766252973604,21.010327339833356,0.82799999999999996,0.73299999999999998,-2.1999999999999999E-2,0.314,0.313,2.5219999999999998,null,3.0207303859097077,27.082809497580033,29.309066136143077]
[0.7431343338949441,26.915397807007007,0.64700000000000002,0.74199999999999999,-2.1999999999999999E-2,0.314,0.313,2.5219999999999998,null,3.2738276443194434,35.814490266084654,21.41748862535092]
[0.18362420650238764,9.7909316226385918,0.69499999999999995,0.70699999999999996,-2.1999999999999999E-2,0.314,0.313,2.5219999999999998,null,2.2280722321055157,23.10602298459445,11.88575282651688]
[0.28640802629428286,19.606108146041791,0.54900000000000004,0.33,-2.1999999999999999E-2,0.314,0.313,2.5219999999999998,null,2.9497797309962133,16.230591807291557,27.306848895737936]
[0.38851652312964646,21.576976468604297,0.876,0.66300000000000003,-2.1999999999999999E-2,0.314,0.313,2.5219999999999998,null,3.04799364960554,23.682542596798211,10.111441247754618]
[0.98596076249650855,29.84248173971109,0.995,0.69399999999999995,-2.1999999999999999E-2,0.314,0.313,2.5219999999999998,null,3.378939553704265,24.981510748550257,10.483214807608331]
[0.28422246931127115,19.56036190161894,0.61499999999999999,0.53900000000000003,-2.1999999999999999E-2,0.314,0.313,2.5219999999999998,null,2.9473814366237017,24.324886311725113,13.719464469061551]
[0.3686636028059127,21.216205044538444,0.77600000000000002,0.309,-2.1999999999999999E-2,0.314,0.313,2.5219999999999998,null,3.0307220201089726,12.026140685400639,18.401945430139921]
[0.97267057966514547,29.692331126749121,0.74199999999999999,0.65200000000000002,-2.1999999999999999E-2,0.314,0.313,2.5219999999999998,null,3.3738082426838329,29.287084823112298,10.190603195614358]
[0.92022406589952499,29.089542437132273,0.624,0.315,-2.1999999999999999E-2,0.314,0.313,2.5219999999999998,null,3.3529390343753747,16.032149045066163,7.0544946546388108]
[0.32214594623185366,20.330772983292889,0.65200000000000002,0.53,-2.1999999999999999E-2,0.314,0.313,2.5219999999999998,null,2.9870229597207993,23.1866403067324,14.364204510245058]
[0.19840799667524633,9.9800601988736837,0.92800000000000005,0.78,-2.1999999999999999E-2,0.314,0.313,2.5219999999999998,null,2.2482622972947346,20.742838432926604,14.820543442435866]
[0.31130622070531688,20.115421793707707,0.64200000000000002,0.48399999999999999,-2.1999999999999999E-2,0.314,0.313,2.5219999999999998,null,2.9760994395115241,21.346275932332905,16.122576444114546]
[0.59821690207551637,24.934072349208979,0.99099999999999999,0.59,-2.1999999999999999E-2,0.314,0.313,2.5219999999999998,null,3.1958389594116565,20.115736995936746,11.594605464857025]
[0.55702014247459763,24.3279412356578,0.84199999999999997,0.40899999999999997,-2.1999999999999999E-2,0.314,0.313,2.5219999999999998,null,3.1707120927170571,15.648327508782266,4.9989862411243866]
[0.25177847762834338,18.859357605250516,0.90800000000000003,0.5,-2.1999999999999999E-2,0.314,0.313,2.5219999999999998,null,2.909892084769786,16.643735815646725,10.018342038753852]
[9.1323826298178035E-2,8.3786799622444637,0.93700000000000006,0.69099999999999995,-2.1999999999999999E-2,0.314,0.313,2.5219999999999998,null,2.0628155311859397,17.212541745867128,7.5693373408301587]
[0.86483672560053504,28.433991725178956,0.55900000000000005,0.65900000000000003,-2.1999999999999999E-2,0.314,0.313,2.5219999999999998,null,3.3297374783753213,36.189273086210044,10.425260315290171]
[0.28656689800998714,19.609426699256773,0.82,0.67300000000000004,-2.1999999999999999E-2,0.314,0.313,2.5219999999999998,null,2.9499534859371948,24.49189137714929,8.7102129783978572]
[5.9493185389517866E-2,7.7270218506073132,0.73899999999999999,0.48799999999999999,-2.1999999999999999E-2,0.314,0.313,2.5219999999999998,null,1.9762282048751065,14.065925583745091,10.58351384757044]
[0.8963306651864027,28.809235968651187,0.80500000000000005,0.45,-2.1999999999999999E-2,0.314,0.313,2.5219999999999998,null,3.3430841136356784,18.814605103407654,10.223909738001502]
[0.57689384170060443,24.623045400896295,0.55500000000000005,0.52700000000000002,-2.1999999999999999E-2,0.314,0.313,2.5219999999999998,null,{"$f":"-LN(-LN(1-(1/B1625)))","v":3.1830243938430143},{"$f":"D1625*(C1625^((E1625*J1625)+F1625-1))*EXP((G1625*J1625)+H1625)","v":27.739867162087616},15.75861874201612]
[0.41430864479121166,{"$f":"IF($B$13=\"exact vlaue\",$B$15,(IF(A1626<=$B$17,($B$14+(SQRT(A1626*($B$16-$B$14)*($B$15-$B$14)))),($B$16+((SQRT(A1626)-1)*(SQRT(($B$16-$B$14)*($B$16-$B$15))))))))","v":22.032176869727145},{"$f":"IF($C$13=\"exact value\",$C$15,(RANDBETWEEN(($C$14*1000),($C$16*1000))/1000))","v":0.66500000000000004},{"$f":"IF($D$13=\"exact value\",$D$15,(RANDBETWEEN(($D$14*1000),($D$16*1000))/1000))","v":0.58199999999999996},{"$f":"IF($E$13=\"exact value\",$E$15,(RANDBETWEEN(($E$14*1000),($E$16*1000))/1000))","v":-2.1999999999999999E-2},{"$f":"IF($F$13=\"exact value\",$F$15,(RANDBETWEEN(($F$14*1000),($F$16*1000))/1000))","v":0.314},{"$f":"IF($G$13=\"exact value\",$G$15,(RANDBETWEEN(($G$14*1000),($G$16*1000))/1000))","v":0.313},{"$f":"IF($H$13=\"exact value\",$H$15,(RANDBETWEEN(($H$14*1000),($H$16*1000))/1000))","v":2.5219999999999998},null,3.069368633696075,25.760498962267025,7.2438412669478183]
[3.938227640823011E-2,7.2187348987719924,0.88,0.72799999999999998,-2.1999999999999999E-2,0.314,0.313,2.5219999999999998,null,1.9030493811216338,18.051809501940689,17.355366444469205]
[0.25784755226345735,18.993780852074121,0.59299999999999997,0.434,-2.1999999999999999E-2,0.314,0.313,2.5219999999999998,null,2.9171907776799224,19.933141477318305,13.226599152916172]
[6.1353274108566946E-2,7.7693246945006047,0.98399999999999999,0.48,-2.1999999999999999E-2,0.314,0.313,2.5219999999999998,null,1.9820831593953718,11.24800685930947,13.93413839398591]
[0.23497295478788283,18.478438150089062,0.60199999999999998,0.40699999999999997,-2.1999999999999999E-2,0.314,0.313,2.5219999999999998,null,2.8889152539116485,18.3143791270879,18.355767128811713]
[0.26232988879615837,19.092046729991175,0.72299999999999998,0.56599999999999995,-2.1999999999999999E-2,0.314,0.313,2.5219999999999998,null,2.92249273676466,22.441999898166365,15.061120104335433]
[0.1548440784173517,9.3994897206572681,0.62,0.75700000000000001,-2.1999999999999999E-2,0.314,0.313,2.5219999999999998,null,2.1849403219824306,26.533428955148892,12.71776616966558]
[0.59979276084840338,24.95683680285476,0.94099999999999995,0.71699999999999997,-2.1999999999999999E-2,0.314,0.313,2.5219999999999998,null,3.1967704539187571,25.42934177322109,13.644825187332664]
[0.98615741142005509,29.84469582889648,0.54200000000000004,0.76700000000000002,-2.1999999999999999E-2,0.314,0.313,2.5219999999999998,null,3.3790150222461759,43.818771519584331,26.135312135370928]
[0.98077649454074978,29.784031721663666,0.59799999999999998,0.64900000000000002,-2.1999999999999999E-2,0.314,0.313,2.5219999999999998,null,3.3769451871956795,34.383502287870229,27.669030031741627]
[0.92457402667209032,29.140180983028632,0.83299999999999996,0.61499999999999999,-2.1999999999999999E-2,0.314,0.313,2.5219999999999998,null,3.3547090540843962,25.146619652447971,13.44461792274139]
[0.57667278488292095,24.619791138420862,0.7,0.64200000000000002,-2.1999999999999999E-2,0.314,0.313,2.5219999999999998,null,3.1828894434448918,28.35297843672102,13.334598290058066]
[0.79081311920482233,27.524152625663952,0.95199999999999996,0.54900000000000004,-2.1999999999999999E-2,0.314,0.313,2.5219999999999998,null,3.2966168832979705,19.91545981178518,9.6139314472258643]
[0.88951610536543346,28.728607853623341,0.52600000000000002,0.30099999999999999,-2.1999999999999999E-2,0.314,0.313,2.5219999999999998,null,3.3402313345187582,17.370644389084248,5.3819009484855647]
[2.576860896104427E-3,5.5675452510708316,0.65800000000000003,0.61399999999999999,-2.1999999999999999E-2,0.314,0.313,2.5219999999999998,null,1.6195976915094721,17.170841695425132,7.7049233136150477]
[0.42231610115374618,22.170598578157172,0.51200000000000001,0.71099999999999997,-2.1999999999999999E-2,0.314,0.313,2.5219999999999998,null,3.0757789462705483,38.404085426855815,24.774184381908096]
[0.94766448156693894,29.407008223121458,0.57699999999999996,0.497,-2.1999999999999999E-2,0.314,0.313,2.5219999999999998,null,3.3639843249259473,26.942364600090702,11.310051717488754]
[0.61886522854919479,25.230017035378815,0.76300000000000001,0.67600000000000005,-2.1999999999999999E-2,0.314,0.313,2.5219999999999998,null,3.2078814857621873,28.195311986402295,17.161764554754637]
[0.62151021631192893,25.267567674932128,0.91700000000000004,0.46899999999999997,-2.1999999999999999E-2,0.314,0.313,2.5219999999999998,null,3.2093991706520741,17.029510452377611,12.09943448951115]
[0.61798196346618106,25.217459538737515,0.73099999999999998,0.438,-2.1999999999999999E-2,0.314,0.313,2.5219999999999998,null,3.2073734346778626,18.867372310070095,14.949418320795967]
[0.22096768501731345,18.150449684230388,0.95799999999999996,0.51,-2.1999999999999999E-2,0.314,0.313,2.5219999999999998,null,2.8704936780659809,16.107164279106655,11.488048706287474]
[0.14624109837829236,9.2755277214966743,0.77900000000000003,0.53700000000000003,-2.1999999999999999E-2,0.314,0.313,2.5219999999999998,null,2.1708832693136846,15.847019927227924,21.377286254584824]
[0.65226697056655225,25.698486464983286,0.69699999999999995,0.441,-2.1999999999999999E-2,0.314,0.313,2.5219999999999998,null,3.2266526683093062,19.8158306849915,14.483052757733832]
[0.53823029912344289,24.044049712613944,0.749,0.33400000000000002,-2.1999999999999999E-2,0.314,0.313,2.5219999999999998,null,3.158722759291412,13.907321221360352,9.9239641272777916]
[0.4874114672290345,23.250397497711926,0.74,0.54400000000000004,-2.1999999999999999E-2,0.314,0.313,2.5219999999999998,null,3.1244215784379645,22.610019733310192,27.864502908344541]
[0.66547480143560755,25.880411220822605,0.94799999999999995,0.55300000000000005,-2.1999999999999999E-2,0.314,0.313,2.5219999999999998,null,3.2338482765617091,19.731756563528219,11.147527580849909]
[0.9182650654705119,29.066698336550328,0.84399999999999997,0.56200000000000006,-2.1999999999999999E-2,0.314,0.313,2.5219999999999998,null,3.3521395148636808,22.733087388861101,11.527230874797411]
[0.19713674520370683,9.9640802925077026,0.65500000000000003,0.79800000000000004,-2.1999999999999999E-2,0.314,0.313,2.5219999999999998,null,2.2465721000741161,27.404391344032771,27.679373294880577]
[0.36067479904299793,21.068296340905313,0.66600000000000004,0.59,-2.1999999999999999E-2,0.314,0.313,2.5219999999999998,null,3.0235538472715082,25.703119706621251,11.405596000729018]
[{"$f":"RAND()","v":0.54493571254265516},24.145920610039827,0.54400000000000004,0.57499999999999996,-2.1999999999999999E-2,0.314,0.313,2.5219999999999998,null,3.1630415399262617,30.528254589654249,15.535528751574537]
[0.7308035945631417,26.754806022689035,0.83399999999999996,0.443,-2.1999999999999999E-2,0.314,0.313,2.5219999999999998,null,3.2677281468621122,17.605071599482823,5.6536071319935282]
[0.29304689034798603,19.744007134377043,0.89400000000000002,0.79400000000000004,-2.1999999999999999E-2,0.314,0.313,2.5219999999999998,null,2.9569746052887185,27.140210193244819,9.2996499549048721]
[0.42508522378333458,22.218161464677745,0.92200000000000004,0.67500000000000004,-2.1999999999999999E-2,0.314,0.313,2.5219999999999998,null,3.0779721297789191,23.419569045125936,8.8726128401546163]
[8.9982588491690829E-2,8.3537775062549038,0.745,0.35799999999999998,-2.1999999999999999E-2,0.314,0.313,2.5219999999999998,null,2.0596412289550883,10.535205280745284,11.921581055096354]
[0.28109286219922203,19.494548232071853,0.97399999999999998,0.373,-2.1999999999999999E-2,0.314,0.313,2.5219999999999998,null,2.9439209606681835,11.906072561204279,23.863644256150494]
[0.6704162372744944,25.948009927906767,0.505,0.34100000000000003,-2.1999999999999999E-2,0.314,0.313,2.5219999999999998,null,3.2365088430257765,19.618505976882684,18.976426008675372]
[0.41238805263380718,21.998777955602641,0.89100000000000001,0.66,-2.1999999999999999E-2,0.314,0.313,2.5219999999999998,null,3.0678157538472624,23.421912929692922,16.233843466659543]
[0.8003048256634081,27.643130182900226,0.76700000000000002,0.74,-2.1999999999999999E-2,0.314,0.313,2.5219999999999998,null,3.3010108563381988,31.669366957265922,8.4826718889169097]
[0.30198136551327692,19.927146833342508,0.55200000000000005,0.58699999999999997,-2.1999999999999999E-2,0.314,0.313,2.5219999999999998,null,2.9664505449996743,28.909602986404778,10.885345856836024]
[8.3929910240158723E-2,8.2390181814895449,0.72899999999999998,0.55900000000000005,-2.1999999999999999E-2,0.314,0.313,2.5219999999999998,null,2.0448809223778164,16.634744411637289,20.84975476267239]
[0.80437521229778897,27.693935807179052,0.71199999999999997,0.42399999999999999,-2.1999999999999999E-2,0.314,0.313,2.5219999999999998,null,3.302881296460682,19.210957218702223,11.464721260492478]
[0.1245805979984338,8.9462101755740555,0.96399999999999997,0.72599999999999998,-2.1999999999999999E-2,0.314,0.313,2.5219999999999998,null,2.132547922851717,18.104379285029754,6.6852628503279696]
[0.60130286748257111,24.978623375396744,0.98799999999999999,0.57999999999999996,-2.1999999999999999E-2,0.314,0.313,2.5219999999999998,null,3.1976611226229101,19.831505008455057,10.260744780764774]
[0.31224047857080794,20.13412871834861,0.68100000000000005,0.50600000000000001,-2.1999999999999999E-2,0.314,0.313,2.5219999999999998,null,2.9770530823348564,21.355688995455896,12.686803707979742]
[0.96752198080355756,29.633887517899201,0.77800000000000002,0.75900000000000001,-2.1999999999999999E-2,0.314,0.313,2.5219999999999998,null,3.3718038238931238,32.866307826570271,12.421530658865287]
[0.44955135206952523,22.631840894814857,0.60799999999999998,0.36,-2.1999999999999999E-2,0.314,0.313,2.5219999999999998,null,3.0968471673636011,17.199882251492951,19.178223482162384]
[0.27540606558042702,19.374013778317142,0.54100000000000004,0.434,-2.1999999999999999E-2,0.314,0.313,2.5219999999999998,null,2.9375520401274766,21.496275920332419,10.417091816940216]
[0.11597768656822782,8.8075202981768168,0.87,0.68400000000000005,-2.1999999999999999E-2,0.314,0.313,2.5219999999999998,null,2.1159517961657897,18.292883585459855,8.8460051573143588]
[0.11657249827368876,8.817271575904849,0.745,0.48899999999999999,-2.1999999999999999E-2,0.314,0.313,2.5219999999999998,null,2.1171277355760338,14.656993657465982,5.8192166542556878]
[0.95567171736523382,29.498777187209946,0.875,0.57799999999999996,-2.1999999999999999E-2,0.314,0.313,2.5219999999999998,null,3.3671545536269631,22.856422698097255,17.035957962001461]
[0.99830415241823023,29.981031802433119,0.53300000000000003,0.45600000000000002,-2.1999999999999999E-2,0.314,0.313,2.5219999999999998,null,3.3836511736523445,26.425121917378494,8.6894008124167854]
[0.6741148561527267,25.998444062385069,0.88600000000000001,0.439,-2.1999999999999999E-2,0.314,0.313,2.5219999999999998,null,3.2384892403017074,16.511335560671878,9.2000662408422791]
[0.57907250663776932,24.655085071722471,0.73699999999999999,0.35899999999999999,-2.1999999999999999E-2,0.314,0.313,2.5219999999999998,null,3.1843520692464113,15.256305046971313,20.798218761622167]
[4.2438586455095129E-2,7.3032202037336535,0.73799999999999999,0.66200000000000003,-2.1999999999999999E-2,0.314,0.313,2.5219999999999998,null,1.9155913453937274,18.733409888672355,12.377679796131455]
[0.15395344061964955,9.3868189018303667,0.85799999999999998,0.52200000000000002,-2.1999999999999999E-2,0.314,0.313,2.5219999999999998,null,2.183512527547089,14.407809768121552,10.428892813382758]
[0.66346480663781482,25.852842765106953,0.51300000000000001,0.39700000000000002,-2.1999999999999999E-2,0.314,0.313,2.5219999999999998,null,3.2327611946464292,22.5423955448965,17.342092990457374]
[0.35544944811139734,20.970663895304007,0.80300000000000005,0.317,-2.1999999999999999E-2,0.314,0.313,2.5219999999999998,null,3.0187939168994644,11.978446747733157,11.063368754266222]
[0.44322981352312063,22.526056158764089,0.61299999999999999,0.48,-2.1999999999999999E-2,0.314,0.313,2.5219999999999998,null,3.0920543158384457,22.756628704851796,15.434919717530338]
[0.2520904033247765,18.866305646850137,0.71799999999999997,0.38400000000000001,-2.1999999999999999E-2,0.314,0.313,2.5219999999999998,null,2.9102706471986179,15.245355006174291,8.0741054424271326]
[0.4141695083064304,22.029759903942256,0.75800000000000001,0.77800000000000002,-2.1999999999999999E-2,0.314,0.313,2.5219999999999998,null,3.0692563379973872,31.200330897372844,12.750455194625189]
[0.62973215912518743,25.383786392306028,0.63100000000000001,0.437,-2.1999999999999999E-2,0.314,0.313,2.5219999999999998,null,3.2140818372834365,21.0860591262187,13.771505865655435]
[0.36909991490037131,21.224236766894645,0.95099999999999996,0.47,-2.1999999999999999E-2,0.314,0.313,2.5219999999999998,null,3.0311097979234356,15.697956789710313,12.26352711595935]
[8.526617589860841E-2,8.2647009031955818,0.94099999999999995,0.78500000000000003,-2.1999999999999999E-2,0.314,0.313,2.5219999999999998,null,2.0482032524260356,19.403887025005947,8.3550350061647816]
[0.59887376812565452,24.943564908397772,0.85399999999999998,0.58799999999999997,-2.1999999999999999E-2,0.314,0.313,2.5219999999999998,null,{"$f":"-LN(-LN(1-(1/B1689)))","v":3.1962274892072653},{"$f":"D1689*(C1689^((E1689*J1689)+F1689-1))*EXP((G1689*J1689)+H1689)","v":22.43799915427995},7.8641185752859437]
[3.0749156896286101E-2,{"$f":"IF($B$13=\"exact vlaue\",$B$15,(IF(A1690<=$B$17,($B$14+(SQRT(A1690*($B$16-$B$14)*($B$15-$B$14)))),($B$16+((SQRT(A1690)-1)*(SQRT(($B$16-$B$14)*($B$16-$B$15))))))))","v":6.9605215153207993},{"$f":"IF($C$13=\"exact value\",$C$15,(RANDBETWEEN(($C$14*1000),($C$16*1000))/1000))","v":0.52800000000000002},{"$f":"IF($D$13=\"exact value\",$D$15,(RANDBETWEEN(($D$14*1000),($D$16*1000))/1000))","v":0.59399999999999997},{"$f":"IF($E$13=\"exact value\",$E$15,(RANDBETWEEN(($E$14*1000),($E$16*1000))/1000))","v":-2.1999999999999999E-2},{"$f":"IF($F$13=\"exact value\",$F$15,(RANDBETWEEN(($F$14*1000),($F$16*1000))/1000))","v":0.314},{"$f":"IF($G$13=\"exact value\",$G$15,(RANDBETWEEN(($G$14*1000),($G$16*1000))/1000))","v":0.313},{"$f":"IF($H$13=\"exact value\",$H$15,(RANDBETWEEN(($H$14*1000),($H$16*1000))/1000))","v":2.5219999999999998},null,1.8637082775271239,21.089406045365418,9.0791962045182402]
[0.78620018258122903,27.46607213474805,0.60599999999999998,0.50800000000000001,-2.1999999999999999E-2,0.314,0.313,2.5219999999999998,null,3.2944648714867784,25.940272337358369,6.3393540861959767]
[0.10422998704586228,8.6095357569544575,0.54100000000000004,0.45200000000000001,-2.1999999999999999E-2,0.314,0.313,2.5219999999999998,null,2.0917713846453609,16.985447543129695,11.746282010970432]
[0.24637961344558756,18.73841058064809,0.83699999999999997,0.39800000000000002,-2.1999999999999999E-2,0.314,0.313,2.5219999999999998,null,2.9032792386339783,14.053181123813829,15.908029431216343]
[0.28141093332274048,19.501253737771858,0.83899999999999997,0.70399999999999996,-2.1999999999999999E-2,0.314,0.313,2.5219999999999998,null,2.944274084106433,25.137862398080784,5.3140252500301344]
[0.69712197626520289,26.309108336617118,0.872,0.75700000000000001,-2.1999999999999999E-2,0.314,0.313,2.5219999999999998,null,3.2506023411282765,28.927709947349605,17.780460453191385]
[0.40049020330679785,21.790118847461507,0.90600000000000003,0.48099999999999998,-2.1999999999999999E-2,0.314,0.313,2.5219999999999998,null,3.0580591676932034,16.804471510617308,25.689520559532337]
[0.44774519085358078,22.601692878655346,0.78600000000000003,0.67200000000000004,-2.1999999999999999E-2,0.314,0.313,2.5219999999999998,null,3.0954835730479666,26.442583245619758,8.9530396400560956]
[0.79930719879725753,27.630658334259042,0.92400000000000004,0.34399999999999997,-2.1999999999999999E-2,0.314,0.313,2.5219999999999998,null,3.3005511621581074,12.780518606686057,13.143249468976922]
[0.31203000717871565,20.129916831624136,0.58199999999999996,0.55400000000000005,-2.1999999999999999E-2,0.314,0.313,2.5219999999999998,null,2.9768384478485617,26.309503431309441,11.46418835029446]
[0.12135149467178497,8.8947319335190613,0.85899999999999999,0.69099999999999995,-2.1999999999999999E-2,0.314,0.313,2.5219999999999998,null,2.1264200258159485,18.715026626595112,18.711505494153659]
[0.45357154863438054,22.69872839123461,0.53900000000000003,0.51300000000000001,-2.1999999999999999E-2,0.314,0.313,2.5219999999999998,null,3.0998658629963098,26.867095044221426,11.671709524109129]
[0.7535946796503028,27.050588597397333,0.51500000000000001,0.35499999999999998,-2.1999999999999999E-2,0.314,0.313,2.5219999999999998,null,3.2789336842470367,20.404579306828552,8.4116458381844819]
[5.2555370709908233E-2,7.563088242479866,0.83599999999999997,0.312,-2.1999999999999999E-2,0.314,0.313,2.5219999999999998,null,1.9532083106865741,8.1594778675817121,18.8482792793417]
[0.31602294673889386,20.209581692825552,0.89,0.76300000000000001,-2.1999999999999999E-2,0.314,0.313,2.5219999999999998,null,2.9808903198997978,26.366805720167608,12.948128591685904]
[0.35611673224398199,20.983171472748797,0.94399999999999995,0.60899999999999999,-2.1999999999999999E-2,0.314,0.313,2.5219999999999998,null,3.0194049733171893,20.37886716527392,16.842487852457804]
[0.70101520280494101,26.361168461820778,0.502,0.35699999999999998,-2.1999999999999999E-2,0.314,0.313,2.5219999999999998,null,3.2526179350041184,20.741253530504096,6.4659655563143223]
[4.6021000952149338E-2,7.3984630743496274,0.60799999999999998,0.64800000000000002,-2.1999999999999999E-2,0.314,0.313,2.5219999999999998,null,1.9295435321749403,21.211531279977873,14.721578503739551]
[0.49235678556813522,23.329393289971165,0.54600000000000004,0.55300000000000005,-2.1999999999999999E-2,0.314,0.313,2.5219999999999998,null,3.1278889586141916,28.944987687551158,7.4646125162667216]
[0.52659990776830523,23.865840304309085,0.61499999999999999,0.504,-2.1999999999999999E-2,0.314,0.313,2.5219999999999998,null,3.1511224738057102,24.295972393988926,18.273458835371979]
[0.31621561191505254,20.213412874474919,0.876,0.38900000000000001,-2.1999999999999999E-2,0.314,0.313,2.5219999999999998,null,2.9810847661115392,13.604561950682395,13.166094558334331]
[0.76718202822600345,27.224799900338159,0.56699999999999995,0.74399999999999999,-2.1999999999999999E-2,0.314,0.313,2.5219999999999998,null,3.2854752735933146,39.840532370677771,16.085336400620434]
[0.22799941535664991,18.316384787807973,0.80300000000000005,0.75,-2.1999999999999999E-2,0.314,0.313,2.5219999999999998,null,2.8798559075668173,27.115950620607038,18.463001899991699]
[0.45125882742603451,22.660286029936792,0.82699999999999996,0.43,-2.1999999999999999E-2,0.314,0.313,2.5219999999999998,null,3.098132037233905,16.297279331893204,12.76194849786723]
[0.12713686557099768,8.9864907119388491,0.64,0.42799999999999999,-2.1999999999999999E-2,0.314,0.313,2.5219999999999998,null,2.1373167494118976,14.432546983703373,7.9900713366382936]
[0.26479034085273345,19.145630251520885,0.85299999999999998,0.443,-2.1999999999999999E-2,0.314,0.313,2.5219999999999998,null,2.9253720429296126,15.529783386499956,10.549833962838736]
[0.24000577137679358,18.593903087366002,0.77300000000000002,0.66700000000000004,-2.1999999999999999E-2,0.314,0.313,2.5219999999999998,null,2.895320412316237,24.935667945863493,13.221217171449144]
[0.83695861017531803,28.096086956029247,0.88900000000000001,0.47199999999999998,-2.1999999999999999E-2,0.314,0.313,2.5219999999999998,null,3.3175645433353131,18.154569023420617,6.4446394071952895]
[0.70192630001624934,26.373330740856005,0.872,0.3,-2.1999999999999999E-2,0.314,0.313,2.5219999999999998,null,3.2530882327696062,11.47309527844711,18.666984081618288]
[{"$f":"RAND()","v":0.54499641454397851},24.146839943966221,0.63800000000000001,0.60199999999999998,-2.1999999999999999E-2,0.314,0.313,2.5219999999999998,null,3.16308042994023,28.335638580817101,10.413901056148902]
[0.78355206827932344,27.432653298026004,0.73099999999999998,0.71799999999999997,-2.1999999999999999E-2,0.314,0.313,2.5219999999999998,null,3.2932245262983799,31.789878851109709,12.030300539711849]
[0.415847595288385,22.058883243491685,0.53,0.64100000000000001,-2.1999999999999999E-2,0.314,0.313,2.5219999999999998,null,3.0706086110866755,33.676132340597555,8.6808484943589725]
[0.88306144401666253,28.651952663807368,0.84699999999999998,0.79900000000000004,-2.1999999999999999E-2,0.314,0.313,2.5219999999999998,null,3.3375115560245421,32.083851298592229,15.807623754058842]
[0.91965018597557568,29.082852886105027,0.61499999999999999,0.65700000000000003,-2.1999999999999999E-2,0.314,0.313,2.5219999999999998,null,3.3527049733130632,33.807057221483788,14.642694256482432]
[0.50469836537172275,23.524822504938403,0.69299999999999995,0.57799999999999996,-2.1999999999999999E-2,0.314,0.313,2.5219999999999998,null,3.1364156507280647,25.340266562184102,14.022997174616972]
[0.30962053225907837,20.081597594098934,0.747,0.42599999999999999,-2.1999999999999999E-2,0.314,0.313,2.5219999999999998,null,2.9743728340910911,16.757555995162807,24.720654988575465]
[0.43161205649779955,22.329658146537458,0.93799999999999994,0.65100000000000002,-2.1999999999999999E-2,0.314,0.313,2.5219999999999998,null,3.0830945970147594,22.331807046146388,9.1383075839239876]
[0.93657133738571785,29.279229390542952,0.69699999999999995,0.751,-2.1999999999999999E-2,0.314,0.313,2.5219999999999998,null,3.3595532976035627,35.215813531508203,11.079927117023646]
[0.86918767450204037,28.486234559047325,0.78,0.62,-2.1999999999999999E-2,0.314,0.313,2.5219999999999998,null,3.3316063545727559,26.454136626540681,12.488641666482502]
[0.77926060557880117,27.378375490880472,0.80400000000000005,0.69399999999999995,-2.1999999999999999E-2,0.314,0.313,2.5219999999999998,null,3.291206712216634,28.568803297868925,10.051316602152246]
[0.55605263050137188,24.313441348788086,0.753,0.51600000000000001,-2.1999999999999999E-2,0.314,0.313,2.5219999999999998,null,3.170103204094231,21.477166612654816,14.878371488271757]
[0.73338178071053539,26.788494890121946,0.59199999999999997,0.35,-2.1999999999999999E-2,0.314,0.313,2.5219999999999998,null,3.2690107845753631,18.042243317137189,6.887199424187588]
[0.95285612331459202,29.466552336685346,0.69199999999999995,0.374,-2.1999999999999999E-2,0.314,0.313,2.5219999999999998,null,3.3660424664665349,17.670560123728492,13.765969609134881]
[0.88598138111748992,28.686664251238405,0.61299999999999999,0.40799999999999997,-2.1999999999999999E-2,0.314,0.313,2.5219999999999998,null,3.3387440635459766,20.95144133689293,18.499208132717953]
[0.98082137123310009,29.784538345773687,0.58299999999999996,0.56699999999999995,-2.1999999999999999E-2,0.314,0.313,2.5219999999999998,null,3.3769624907629554,30.625200706356985,16.700582012734365]
[0.82732866403005134,27.978059911005897,0.874,0.75,-2.1999999999999999E-2,0.314,0.313,2.5219999999999998,null,3.3132774801102634,29.182741780795642,10.675706405798065]
[4.2676692047574405E-2,7.3096723806520263,0.80900000000000005,0.318,-2.1999999999999999E-2,0.314,0.313,2.5219999999999998,null,1.9165427227087717,8.4191843716821602,15.958122537030139]
[0.65532736005599013,25.740803037965108,0.82599999999999996,0.49299999999999999,-2.1999999999999999E-2,0.314,0.313,2.5219999999999998,null,3.2283310295962635,19.490642150769112,14.640363212728692]
[0.25680782372129063,18.970865215013184,0.77700000000000002,0.503,-2.1999999999999999E-2,0.314,0.313,2.5219999999999998,null,2.9159503044058988,18.855442685897064,16.317988314729092]
[0.41744378285436612,22.086530731781018,0.61299999999999999,0.33600000000000002,-2.1999999999999999E-2,0.314,0.313,2.5219999999999998,null,3.0718906661424574,15.825985082704713,28.069806445810595]
[0.22710612080306547,18.295448058391337,0.54400000000000004,0.33500000000000002,-2.1999999999999999E-2,0.314,0.313,2.5219999999999998,null,2.8786794589723841,16.209526496836506,10.580811661499999]
[0.15204307132863215,9.3595164773262436,0.83899999999999997,0.52100000000000002,-2.1999999999999999E-2,0.314,0.313,2.5219999999999998,null,2.1804290288350532,14.604261944765213,20.289342363216793]
[0.29313389303172666,19.745803881120558,0.88300000000000001,0.48599999999999999,-2.1999999999999999E-2,0.314,0.313,2.5219999999999998,null,2.9570680095281987,16.767953351854004,20.380800792537794]
[0.76489117020146424,27.19553624704308,0.98799999999999999,0.51100000000000001,-2.1999999999999999E-2,0.314,0.313,2.5219999999999998,null,3.2843794177166772,17.953394044417081,16.913866962453536]
[0.55845681147063542,24.349449061588544,0.83899999999999997,0.61299999999999999,-2.1999999999999999E-2,0.314,0.313,2.5219999999999998,null,3.1716145807726654,23.523438602916368,24.746368490946452]
[0.84922206385214805,28.24541233209689,0.93,0.75800000000000001,-2.1999999999999999E-2,0.314,0.313,2.5219999999999998,null,3.3229622378081243,28.2220637683658,16.766798056821642]
[0.88115954782166761,28.629312457273983,0.77400000000000002,0.375,-2.1999999999999999E-2,0.314,0.313,2.5219999999999998,null,3.336706848667832,16.120755496887522,11.075013070905417]
[0.99865743075406332,29.984984578004266,0.83,0.47399999999999998,-2.1999999999999999E-2,0.314,0.313,2.5219999999999998,null,3.3837852689804921,19.614516046695417,14.10934724268887]
[0.27258025081330806,19.3136564119831,0.755,0.53900000000000003,-2.1999999999999999E-2,0.314,0.313,2.5219999999999998,null,2.9343475032232651,20.766588329307858,7.0957921163700242]
[0.15468320283323944,9.3972036971415065,0.73599999999999999,0.70899999999999996,-2.1999999999999999E-2,0.314,0.313,2.5219999999999998,null,2.184682875442701,21.909378198572785,13.084802798237481]
[0.47297816117574321,23.017521699422691,0.95799999999999996,0.53500000000000003,-2.1999999999999999E-2,0.314,0.313,2.5219999999999998,null,3.1141293602418436,18.239838538555478,16.35926979580249]
[0.92986977501785317,29.201669065258969,0.98399999999999999,0.35199999999999998,-2.1999999999999999E-2,0.314,0.313,2.5219999999999998,null,3.3568541043713518,12.690163361506553,9.3711958462630882]
[0.79915358870531805,27.628737283852494,0.85499999999999998,0.32100000000000001,-2.1999999999999999E-2,0.314,0.313,2.5219999999999998,null,3.3004803362477957,12.648965398094727,8.6181010167899359]
[8.4326312709966156E-2,8.2466581416505456,0.70099999999999996,0.54300000000000004,-2.1999999999999999E-2,0.314,0.313,2.5219999999999998,null,{"$f":"-LN(-LN(1-(1/B1753)))","v":2.045870388636962},{"$f":"D1753*(C1753^((E1753*J1753)+F1753-1))*EXP((G1753*J1753)+H1753)","v":16.633197805784764},8.875303860545614]
[0.33416565667093912,{"$f":"IF($B$13=\"exact vlaue\",$B$15,(IF(A1754<=$B$17,($B$14+(SQRT(A1754*($B$16-$B$14)*($B$15-$B$14)))),($B$16+((SQRT(A1754)-1)*(SQRT(($B$16-$B$14)*($B$16-$B$15))))))))","v":20.565372535567363},{"$f":"IF($C$13=\"exact value\",$C$15,(RANDBETWEEN(($C$14*1000),($C$16*1000))/1000))","v":0.53600000000000003},{"$f":"IF($D$13=\"exact value\",$D$15,(RANDBETWEEN(($D$14*1000),($D$16*1000))/1000))","v":0.6},{"$f":"IF($E$13=\"exact value\",$E$15,(RANDBETWEEN(($E$14*1000),($E$16*1000))/1000))","v":-2.1999999999999999E-2},{"$f":"IF($F$13=\"exact value\",$F$15,(RANDBETWEEN(($F$14*1000),($F$16*1000))/1000))","v":0.314},{"$f":"IF($G$13=\"exact value\",$G$15,(RANDBETWEEN(($G$14*1000),($G$16*1000))/1000))","v":0.313},{"$f":"IF($H$13=\"exact value\",$H$15,(RANDBETWEEN(($H$14*1000),($H$16*1000))/1000))","v":2.5219999999999998},null,2.9987885362169009,30.530972124737922,16.255752151494434]
[0.42232684269220344,22.170783377283144,0.77,0.71899999999999997,-2.1999999999999999E-2,0.314,0.313,2.5219999999999998,null,3.0757874769049072,28.554360072343595,11.58866361312259]
[0.65565502573322454,25.745327870714956,0.65700000000000003,0.78300000000000003,-2.1999999999999999E-2,0.314,0.313,2.5219999999999998,null,3.2285103270223057,36.815042709272113,6.6350927146632923]
[0.92327382152055038,29.1250576049543,0.55900000000000005,0.44800000000000001,-2.1999999999999999E-2,0.314,0.313,2.5219999999999998,null,3.3541807596384619,24.798817140260599,16.389758677027938]
[0.26191968297341739,19.083088899993253,0.92600000000000005,0.76600000000000001,-2.1999999999999999E-2,0.314,0.313,2.5219999999999998,null,2.922010578249179,25.221551243504241,23.706058656883933]
[0.12526923613575447,8.9571017824879497,0.95099999999999996,0.315,-2.1999999999999999E-2,0.314,0.313,2.5219999999999998,null,2.1338396340702039,7.9369826739452787,5.9028518659366389]
[0.7230258207746455,26.652813075799475,0.92200000000000004,0.35299999999999998,-2.1999999999999999E-2,0.314,0.313,2.5219999999999998,null,3.2638349022554376,12.985514111741338,9.5201919838835902]
[0.2573091289361995,18.981919771318623,0.66700000000000004,0.65300000000000002,-2.1999999999999999E-2,0.314,0.313,2.5219999999999998,null,2.9165489037866417,27.453455048402386,17.822107664884545]
[0.21384887011572229,17.979747443345701,0.51700000000000002,0.53900000000000003,-2.1999999999999999E-2,0.314,0.313,2.5219999999999998,null,2.8607700852945706,26.93601717143088,6.4672336358162585]
[0.25938963824343397,19.027683545590229,0.77700000000000002,0.55700000000000005,-2.1999999999999999E-2,0.314,0.313,2.5219999999999998,null,2.9190231851538391,20.900133525133661,9.311196688932549]
[0.32533522450240127,20.39344160795909,0.58399999999999996,0.45200000000000001,-2.1999999999999999E-2,0.314,0.313,2.5219999999999998,null,2.9901794811388926,21.503233194619295,8.5532735330011516]
[0.78756473220558887,27.483270590360167,0.99299999999999999,0.77700000000000002,-2.1999999999999999E-2,0.314,0.313,2.5219999999999998,null,3.2951025955390789,27.286178715354819,9.1152719825451083]
[0.9429783460874388,29.353121666567311,0.66200000000000003,0.64,-2.1999999999999999E-2,0.314,0.313,2.5219999999999998,null,3.3621180776355355,31.234844017112543,19.296336688477144]
[0.72788363275918511,26.716579367226714,0.96,0.57099999999999995,-2.1999999999999999E-2,0.314,0.313,2.5219999999999998,null,3.2662707459946878,20.387336484074996,12.884757121087651]
[0.50802253498981675,23.577051164345644,0.89800000000000002,0.53600000000000003,-2.1999999999999999E-2,0.314,0.313,2.5219999999999998,null,3.1386821560489837,19.336968279076132,10.173101007518632]
[0.81094018889206798,27.775608225674766,0.69699999999999995,0.379,-2.1999999999999999E-2,0.314,0.313,2.5219999999999998,null,3.3058808015350705,17.468514000279139,6.4329038704714776]
[0.72948686574852117,26.737577550587091,0.95699999999999996,0.75700000000000001,-2.1999999999999999E-2,0.314,0.313,2.5219999999999998,null,3.2670715699952297,27.099395947500639,6.6622597838376665]
[0.5564166394518637,24.318898149096341,0.96199999999999997,0.51800000000000002,-2.1999999999999999E-2,0.314,0.313,2.5219999999999998,null,3.1703323931034815,17.918116199202721,8.5483504593288568]
[0.97783347520854313,29.750781904508315,0.72099999999999997,0.53800000000000003,-2.1999999999999999E-2,0.314,0.313,2.5219999999999998,null,3.375808896164938,24.715419835082887,6.8150242937496008]
[0.23372594917433354,18.449638193830161,0.629,0.45800000000000002,-2.1999999999999999E-2,0.314,0.313,2.5219999999999998,null,2.8873112244428274,19.932233361330432,9.5824798067827963]
[0.28902736882976277,19.660704688319186,0.52800000000000002,0.53600000000000003,-2.1999999999999999E-2,0.314,0.313,2.5219999999999998,null,2.9526344997102392,27.171252909452011,11.185219085152081]
[0.40298521374818452,21.834129377438504,0.63900000000000001,0.51200000000000001,-2.1999999999999999E-2,0.314,0.313,2.5219999999999998,null,3.0601249731642381,23.283959200991102,6.945288181786621]
[0.85637976218749123,28.33206970625146,0.92900000000000005,0.71599999999999997,-2.1999999999999999E-2,0.314,0.313,2.5219999999999998,null,3.3260813482740352,26.706283451552562,18.106168127808132]
[0.54482863479715771,24.144298789016624,0.57499999999999996,0.379,-2.1999999999999999E-2,0.314,0.313,2.5219999999999998,null,3.1629729293466817,19.296452331503797,10.463989625108859]
[0.17815577057623733,9.7190540706829864,0.95399999999999996,0.39200000000000002,-2.1999999999999999E-2,0.314,0.313,2.5219999999999998,null,2.2202906884322147,10.125557207577033,16.480269003451848]
[2.416095504807636E-2,6.7378490673846061,0.999,0.42799999999999999,-2.1999999999999999E-2,0.314,0.313,2.5219999999999998,null,1.8284877833278927,9.4537471135819064,11.01062436585636]
[0.78895961385329916,27.500835950813403,0.70499999999999996,0.51500000000000001,-2.1999999999999999E-2,0.314,0.313,2.5219999999999998,null,3.2957535049128701,23.455948109925622,22.70280238835954]
[0.90229629913529286,28.8795685655382,0.92,0.747,-2.1999999999999999E-2,0.314,0.313,2.5219999999999998,null,3.3455659873690959,28.241963373786902,10.574168736814256]
[0.96941959848803294,29.655446115903448,0.90300000000000002,0.71199999999999997,-2.1999999999999999E-2,0.314,0.313,2.5219999999999998,null,3.3725436789859105,27.535984313883521,6.67321450848838]
[{"$f":"RAND()","v":0.60678955846220328},25.057551456418846,0.83799999999999997,0.52100000000000002,-2.1999999999999999E-2,0.314,0.313,2.5219999999999998,null,3.2008811959859442,20.19748325309984,18.586863450559019]
[0.26288111544902049,19.104073066843494,0.56299999999999994,0.72299999999999998,-2.1999999999999999E-2,0.314,0.313,2.5219999999999998,null,2.9231396932688596,34.592294687125964,20.584301992524043]
[0.26378545896724503,19.123776219241556,0.59299999999999997,0.77600000000000002,-2.1999999999999999E-2,0.314,0.313,2.5219999999999998,null,2.9241987196898993,35.721965688594814,22.301950567545806]
[2.5760505616154394E-2,6.7944534549603954,0.81699999999999995,0.60699999999999998,-2.1999999999999999E-2,0.314,0.313,2.5219999999999998,null,1.8375597610618093,15.560757997741479,12.949554753265442]
[0.12061950283372791,8.8829676607224002,0.77600000000000002,0.36099999999999999,-2.1999999999999999E-2,0.314,0.313,2.5219999999999998,null,2.1250143238556509,10.528434705472897,16.874907867186447]
[0.32934023665359224,20.47170575251787,0.879,0.747,-2.1999999999999999E-2,0.314,0.313,2.5219999999999998,null,2.99410757871361,26.165312578040041,12.631734504122582]
[0.44260477141991417,22.515555827800178,0.97399999999999998,0.79100000000000004,-2.1999999999999999E-2,0.314,0.313,2.5219999999999998,null,3.0915773150526085,26.445080090550938,9.7635821720372942]
[0.93746922439280234,29.289599950594592,0.98199999999999998,0.33500000000000002,-2.1999999999999999E-2,0.314,0.313,2.5219999999999998,null,3.359913653960755,12.107575808833442,7.5410320669195308]
[0.23277413639569144,18.427604064327323,0.61399999999999999,0.63300000000000001,-2.1999999999999999E-2,0.314,0.313,2.5219999999999998,null,2.8860822809282807,28.040005572346598,11.518015153256718]
[0.59102114648313109,24.829741198368797,0.72799999999999998,0.48399999999999999,-2.1999999999999999E-2,0.314,0.313,2.5219999999999998,null,3.1915587129141527,20.808278891614052,27.271377003071283]
[0.2319458332933223,18.408392452759756,0.69699999999999995,0.75800000000000001,-2.1999999999999999E-2,0.314,0.313,2.5219999999999998,null,2.8850095275408956,30.522748302070248,12.708690025322941]
[0.36916807328890411,21.225491011667934,0.67200000000000004,0.502,-2.1999999999999999E-2,0.314,0.313,2.5219999999999998,null,3.0311703402609229,21.775629627130499,16.203727996448883]
[0.62252280681522332,25.281922170509226,0.80300000000000005,0.33400000000000002,-2.1999999999999999E-2,0.314,0.313,2.5219999999999998,null,3.2099787283907837,13.411490088402648,10.642582491202033]
[0.3756430297018688,21.344119196564378,0.82199999999999995,0.74399999999999999,-2.1999999999999999E-2,0.314,0.313,2.5219999999999998,null,3.0368800063476216,27.782086130958895,9.1942566510079189]
[0.1586312657817992,9.4529662274404131,0.92200000000000004,0.33100000000000002,-2.1999999999999999E-2,0.314,0.313,2.5219999999999998,null,2.19094384712532,8.6863515401491576,17.680881527438942]
[0.39602173551901299,21.710953668192218,0.872,0.78,-2.1999999999999999E-2,0.314,0.313,2.5219999999999998,null,3.0543324616186247,28.014066006992131,17.499693226891143]
[0.40495548141547277,21.868787562458429,0.97899999999999998,0.77500000000000002,-2.1999999999999999E-2,0.314,0.313,2.5219999999999998,null,3.0617487905436129,25.570110945026123,12.187242545005333]
[0.76999725923082363,27.260702174686784,0.748,0.48099999999999998,-2.1999999999999999E-2,0.314,0.313,2.5219999999999998,null,3.2868180916533363,20.885666423062112,12.569377743439965]
[0.84357870152981218,28.176831047029832,0.80900000000000005,0.63300000000000001,-2.1999999999999999E-2,0.314,0.313,2.5219999999999998,null,3.320486834250119,26.177837330279534,7.0315918976686058]
[1.9736078503464483E-2,6.5706717712281772,0.65600000000000003,0.48599999999999999,-2.1999999999999999E-2,0.314,0.313,2.5219999999999998,null,1.8012013621024952,14.442127782329926,22.229678063039003]
[0.36942337371563128,21.230187999276694,0.79,0.47799999999999998,-2.1999999999999999E-2,0.314,0.313,2.5219999999999998,null,3.0313970310646678,18.35879480542653,13.565913147992779]
[0.42470733528354632,22.2116799392616,0.53300000000000003,0.627,-2.1999999999999999E-2,0.314,0.313,2.5219999999999998,null,3.0776735416549208,32.876633750484061,6.7352104349811261]
[0.4003204515519877,21.78711955125754,0.73299999999999998,0.434,-2.1999999999999999E-2,0.314,0.313,2.5219999999999998,null,3.0579182285509163,17.785648030913503,12.441607012025219]
[0.6497451420682786,25.663542012201109,0.53200000000000003,0.64800000000000002,-2.1999999999999999E-2,0.314,0.313,2.5219999999999998,null,3.2252645730468572,35.707722122809948,12.681442111915207]
[0.60263041667522232,24.997753574173082,0.623,0.68200000000000005,-2.1999999999999999E-2,0.314,0.313,2.5219999999999998,null,3.1984425409196744,33.059394806382301,9.619565974133824]
[4.6424997419151071E-3,5.7617824280852039,0.61,0.78,-2.1999999999999999E-2,0.314,0.313,2.5219999999999998,null,1.6574480846647595,23.322792907582237,10.1482874449646]
[4.0128477503632354E-2,7.2396561539562372,0.88800000000000001,0.43099999999999999,-2.1999999999999999E-2,0.314,0.313,2.5219999999999998,null,1.9061699095874953,10.62756156003679,31.676917411996218]
[0.27456891332854771,19.356165221172098,0.86399999999999999,0.67600000000000005,-2.1999999999999999E-2,0.314,0.313,2.5219999999999998,null,2.9366054810250866,23.554589449007285,8.7199470659954912]
[0.43677793213741811,22.417309468086192,0.91900000000000004,0.42099999999999999,-2.1999999999999999E-2,0.314,0.313,2.5219999999999998,null,3.0871031942193872,14.684955377598763,11.042931401274723]
[0.86975013320720995,28.492978575603441,0.86699999999999999,0.496,-2.1999999999999999E-2,0.314,0.313,2.5219999999999998,null,3.3318473530202142,19.53198638406997,11.25992657415547]
[0.91635877980984481,29.044445543600975,0.76600000000000001,0.71099999999999997,-2.1999999999999999E-2,0.314,0.313,2.5219999999999998,null,3.3513600752622565,30.95134396010976,27.34106569353639]
[0.71990320233275706,26.611710721889374,0.86299999999999999,0.745,-2.1999999999999999E-2,0.314,0.313,2.5219999999999998,null,3.2622616592986478,28.799760760293502,12.152839993245882]
[0.54815793980691607,24.194650783570182,0.8,0.78,-2.1999999999999999E-2,0.314,0.313,2.5219999999999998,null,3.1651008598990571,30.964137087969615,14.648107281767016]
[0.46132541976172559,22.826904294921281,0.51400000000000001,0.64200000000000002,-2.1999999999999999E-2,0.314,0.313,2.5219999999999998,null,3.1056252142433292,34.915132251063717,15.277695713964148]
[3.265537560720011E-3,5.6388992057359291,0.55500000000000005,0.77100000000000002,-2.1999999999999999E-2,0.314,0.313,2.5219999999999998,null,{"$f":"-LN(-LN(1-(1/B1817)))","v":1.6336702982996503},{"$f":"D1817*(C1817^((E1817*J1817)+F1817-1))*EXP((G1817*J1817)+H1817)","v":24.491872886115356},21.733274485473299]
[0.4963545230116998,{"$f":"IF($B$13=\"exact vlaue\",$B$15,(IF(A1818<=$B$17,($B$14+(SQRT(A1818*($B$16-$B$14)*($B$15-$B$14)))),($B$16+((SQRT(A1818)-1)*(SQRT(($B$16-$B$14)*($B$16-$B$15))))))))","v":23.39296302614019},{"$f":"IF($C$13=\"exact value\",$C$15,(RANDBETWEEN(($C$14*1000),($C$16*1000))/1000))","v":0.85399999999999998},{"$f":"IF($D$13=\"exact value\",$D$15,(RANDBETWEEN(($D$14*1000),($D$16*1000))/1000))","v":0.74399999999999999},{"$f":"IF($E$13=\"exact value\",$E$15,(RANDBETWEEN(($E$14*1000),($E$16*1000))/1000))","v":-2.1999999999999999E-2},{"$f":"IF($F$13=\"exact value\",$F$15,(RANDBETWEEN(($F$14*1000),($F$16*1000))/1000))","v":0.314},{"$f":"IF($G$13=\"exact value\",$G$15,(RANDBETWEEN(($G$14*1000),($G$16*1000))/1000))","v":0.313},{"$f":"IF($H$13=\"exact value\",$H$15,(RANDBETWEEN(($H$14*1000),($H$16*1000))/1000))","v":2.5219999999999998},null,3.130670532574487,27.807980550790919,10.479932956696423]
[0.34684049673014761,20.808232418690459,0.84499999999999997,0.78200000000000003,-2.1999999999999999E-2,0.314,0.313,2.5219999999999998,null,3.0108242313303482,28.365635021931418,15.044180197133809]
[0.87614053842466866,28.569448490551132,0.69599999999999995,0.63400000000000001,-2.1999999999999999E-2,0.314,0.313,2.5219999999999998,null,3.3345759607914256,29.52426669371965,12.84486727982558]
[0.44295456668865563,22.52143309059776,0.57699999999999996,0.51200000000000001,-2.1999999999999999E-2,0.314,0.313,2.5219999999999998,null,3.0918443307742893,25.405415186180935,7.9383332340693329]
[0.63080955481870549,25.398959224974842,0.54900000000000004,0.79900000000000004,-2.1999999999999999E-2,0.314,0.313,2.5219999999999998,null,3.2146915632380595,42.844546853990018,28.294083166007955]
[6.542298396492674E-2,7.8596980602182187,0.51600000000000001,0.50800000000000001,-2.1999999999999999E-2,0.314,0.313,2.5219999999999998,null,1.9944773171845622,19.142683770377754,12.824502865293983]
[0.6397605055779374,25.5245166955184,0.501,0.39600000000000002,-2.1999999999999999E-2,0.314,0.313,2.5219999999999998,null,3.2197229169159853,22.794455713756971,19.186493676383421]
[0.80733609408383933,27.730812131824745,0.75700000000000001,0.73099999999999998,-2.1999999999999999E-2,0.314,0.313,2.5219999999999998,null,3.3042367325019679,31.629758970745357,10.60315383708283]
[0.13453369335675025,9.1008184146086961,0.94799999999999995,0.69699999999999995,-2.1999999999999999E-2,0.314,0.313,2.5219999999999998,null,2.1507291892792271,17.696520073986051,11.086710635688458]
[0.34310713760065492,20.737166185324263,0.59399999999999997,0.3,-2.1999999999999999E-2,0.314,0.313,2.5219999999999998,null,3.0073172912764097,14.169617792068074,10.924559497233108]
[0.56428232317327864,24.436378347978263,0.79100000000000004,0.34,-2.1999999999999999E-2,0.314,0.313,2.5219999999999998,null,3.1752539347788069,13.657115784674151,17.341959724228037]
[0.11842715282063554,8.8475179145235234,0.54100000000000004,0.72299999999999998,-2.1999999999999999E-2,0.314,0.313,2.5219999999999998,null,2.1207664502729395,27.427641757146215,22.173930563743472]
[0.44177213446827512,22.501556504719147,0.91300000000000003,0.54900000000000004,-2.1999999999999999E-2,0.314,0.313,2.5219999999999998,null,3.0909410105826587,19.267820815610996,11.690764891059183]
[0.46441393397739428,22.877658946421086,0.53300000000000003,0.77700000000000002,-2.1999999999999999E-2,0.314,0.313,2.5219999999999998,null,3.1078966428379866,41.146308234666186,6.6442538789347703]
[0.48509938640065542,23.213327198171459,0.51,0.318,-2.1999999999999999E-2,0.314,0.313,2.5219999999999998,null,3.1227902880166098,17.494797163407419,9.5475102127651947]
[0.21952209673567702,18.116010941437253,0.81699999999999995,0.67400000000000004,-2.1999999999999999E-2,0.314,0.313,2.5219999999999998,null,2.8685395706187404,23.968357952557525,16.150024582624656]
[0.23086882693038291,18.383361060050685,0.70099999999999996,0.628,-2.1999999999999999E-2,0.314,0.313,2.5219999999999998,null,2.8836100748924096,25.168450374679715,8.2493919419966204]
[0.24103432422363236,18.617351109993098,0.77200000000000002,0.34399999999999997,-2.1999999999999999E-2,0.314,0.313,2.5219999999999998,null,2.8966161396106918,12.878178095951226,7.1861149533300326]
[0.48043268042245979,23.138234387330698,0.61199999999999999,0.65800000000000003,-2.1999999999999999E-2,0.314,0.313,2.5219999999999998,null,3.1194776245779336,31.512556956198466,13.880179473261954]
[0.96895748277948401,29.650198021894756,0.64200000000000002,0.52300000000000002,-2.1999999999999999E-2,0.314,0.313,2.5219999999999998,null,3.3723636235714549,26.213328123340517,11.738421370010187]
[0.32335532937849398,20.354573454460294,0.72499999999999998,0.36299999999999999,-2.1999999999999999E-2,0.314,0.313,2.5219999999999998,null,2.9882229267844611,14.668596201711551,14.385808955589743]
[0.92816590213616568,29.181904820822606,0.66400000000000003,0.39200000000000002,-2.1999999999999999E-2,0.314,0.313,2.5219999999999998,null,3.3561651180865959,19.05097949210375,14.749062001737817]
[0.15879792460558306,9.455304767992633,0.70399999999999996,0.53600000000000003,-2.1999999999999999E-2,0.314,0.313,2.5219999999999998,null,2.1912055602714631,17.148586808448318,12.978248300973606]
[0.72985266446757979,26.742365328696696,0.78100000000000003,0.65700000000000003,-2.1999999999999999E-2,0.314,0.313,2.5219999999999998,null,3.2672540754307104,27.437537016596959,5.1064326701520155]
[0.34230838295338395,20.721911385651126,0.81599999999999995,0.76300000000000001,-2.1999999999999999E-2,0.314,0.313,2.5219999999999998,null,3.0065628985741126,28.374721862375733,14.933844048748401]
[9.6213908844961282E-2,8.4679588529306624,0.51400000000000001,0.60499999999999998,-2.1999999999999999E-2,0.314,0.313,2.5219999999999998,null,2.0741135347030712,23.466977819109299,18.937182346402782]
[0.62556579555655278,25.324989502082811,0.65,0.73599999999999999,-2.1999999999999999E-2,0.314,0.313,2.5219999999999998,null,3.2117155433797522,34.69851995285299,6.6096332189504965]
[0.42463438373579254,22.210428345797045,0.81799999999999995,0.42199999999999999,-2.1999999999999999E-2,0.314,0.313,2.5219999999999998,null,3.0776158735104882,16.02192874913144,14.259033403611248]
[0.25996642920958857,19.040338363957687,0.72399999999999998,0.65200000000000002,-2.1999999999999999E-2,0.314,0.313,2.5219999999999998,null,2.9197063056468027,25.802095153575014,12.370738364994248]
[{"$f":"RAND()","v":0.53038438106623853},23.924042836490433,0.71799999999999997,0.79100000000000004,-2.1999999999999999E-2,0.314,0.313,2.5219999999999998,null,3.1536110584634485,33.949338362312716,11.750999885650916]
[0.45014129841504136,22.64167501375179,0.92600000000000005,0.57999999999999996,-2.1999999999999999E-2,0.314,0.313,2.5219999999999998,null,3.0972915623961161,20.180245618243482,15.938619376181434]
[0.85349783984472982,28.297222343135125,0.69699999999999995,0.309,-2.1999999999999999E-2,0.314,0.313,2.5219999999999998,null,3.3248282359086301,14.329009907710663,19.969331678847073]
[0.56534551799237043,24.452195023684965,0.84399999999999997,0.33700000000000002,-2.1999999999999999E-2,0.314,0.313,2.5219999999999998,null,3.1759146884748901,12.891737810709021,9.032154651302438]
[0.22609472306844169,18.271693503542544,0.51400000000000001,0.755,-2.1999999999999999E-2,0.314,0.313,2.5219999999999998,null,2.8773429959007299,38.101551175516747,7.3016323834374228]
[0.15809963192752885,9.4454981712898167,0.50900000000000001,0.35699999999999998,-2.1999999999999999E-2,0.314,0.313,2.5219999999999998,null,2.190107614497113,14.487451643761188,5.6950109213608568]
[0.25121567835544578,18.846810540756245,0.52,0.45400000000000001,-2.1999999999999999E-2,0.314,0.313,2.5219999999999998,null,2.9092080974229324,22.95120843003296,26.022092631010107]
[0.18698619224427215,9.8345914026455254,0.76900000000000002,0.46,-2.1999999999999999E-2,0.314,0.313,2.5219999999999998,null,2.2327694396098163,13.977069248444247,22.369253743743762]
[0.42904330796989043,22.285877977079728,0.71199999999999997,0.59699999999999998,-2.1999999999999999E-2,0.314,0.313,2.5219999999999998,null,3.0810863431746265,25.193478983638563,11.949106233859078]
[0.48558685135221924,23.221150209830896,0.77600000000000002,0.61099999999999999,-2.1999999999999999E-2,0.314,0.313,2.5219999999999998,null,3.1231347638288107,24.490349373609877,10.028803556868032]
[0.86004169116190177,28.376264203827692,0.86199999999999999,0.624,-2.1999999999999999E-2,0.314,0.313,2.5219999999999998,null,3.3276683281792994,24.648049630194055,20.510939106928149]
[0.34349041621634857,20.744479823731691,0.72499999999999998,0.51300000000000001,-2.1999999999999999E-2,0.314,0.313,2.5219999999999998,null,3.0076787694300697,20.859494836462051,11.162825764987874]
[1.4577967909970235E-2,6.3499059184796103,0.72099999999999997,0.77500000000000002,-2.1999999999999999E-2,0.314,0.313,2.5219999999999998,null,1.7639827118370976,21.249441468554274,14.293788021607627]
[0.79897364462182952,27.626486665268587,0.91600000000000004,0.75700000000000001,-2.1999999999999999E-2,0.314,0.313,2.5219999999999998,null,3.300397353327936,28.309341922190136,24.571767597988316]
[7.049233792230658E-2,7.9684242015399889,0.65700000000000003,0.66400000000000003,-2.1999999999999999E-2,0.314,0.313,2.5219999999999998,null,2.0091870817554187,21.076092691149118,16.886830885130507]
[0.53847854003749485,24.047832345811454,0.624,0.69199999999999995,-2.1999999999999999E-2,0.314,0.313,2.5219999999999998,null,3.158883456660762,33.077607939367368,14.398843227632508]
[0.18211619188406403,9.7712182915381263,0.69699999999999995,0.65800000000000003,-2.1999999999999999E-2,0.314,0.313,2.5219999999999998,null,2.2259440758675555,21.4445910905328,21.374596545578608]
[0.58423211813217224,24.730723299825598,0.98899999999999999,0.313,-2.1999999999999999E-2,0.314,0.313,2.5219999999999998,null,3.1874794257492995,10.659936113696807,9.1569261958532753]
[0.79619161049174947,27.591658565303842,0.76500000000000001,0.42099999999999999,-2.1999999999999999E-2,0.314,0.313,2.5219999999999998,null,3.2991123220703584,18.042098400868877,10.918283042430915]
[0.72278101311101817,26.649593935696252,0.77100000000000002,0.63100000000000001,-2.1999999999999999E-2,0.314,0.313,2.5219999999999998,null,3.2637117750396101,26.580330876596864,12.729011373986632]
[0.21555373031949909,18.020883939575622,0.70199999999999996,0.49299999999999999,-2.1999999999999999E-2,0.314,0.313,2.5219999999999998,null,2.863121981009439,19.607647240288838,10.691430176954121]
[9.9653637783949645E-3,6.1160960856034619,0.54600000000000004,0.56799999999999995,-2.1999999999999999E-2,0.314,0.313,2.5219999999999998,null,1.7229855538800125,18.797468875942741,12.234157861488921]
[0.33782779760086434,20.636008218503839,0.58499999999999996,0.443,-2.1999999999999999E-2,0.314,0.313,2.5219999999999998,null,3.0023040825749936,21.131032753342605,11.758254366346518]
[0.75623028361379463,27.084503222518411,0.69899999999999995,0.46200000000000002,-2.1999999999999999E-2,0.314,0.313,2.5219999999999998,null,3.2802105293297483,21.073528976007054,28.429598928675954]
[0.90842735417037734,28.95160956906809,0.57399999999999995,0.58799999999999997,-2.1999999999999999E-2,0.314,0.313,2.5219999999999998,null,3.3481017755989235,31.837138164259137,9.2807742631427459]
[0.40352846766624184,21.843693982162989,0.77700000000000002,0.60299999999999998,-2.1999999999999999E-2,0.314,0.313,2.5219999999999998,null,3.0605733609511585,23.669763796031614,7.5781491105153655]
[0.34081991998838734,20.693436816874325,0.59799999999999998,0.65800000000000003,-2.1999999999999999E-2,0.314,0.313,2.5219999999999998,null,3.0051532261237868,30.900508073511574,16.436622987833495]
[0.745672283894381,26.948285550653047,0.70399999999999996,0.63100000000000001,-2.1999999999999999E-2,0.314,0.313,2.5219999999999998,null,3.2750721885461189,28.579989134526198,13.118533063202555]
[0.39669657706701555,21.72293796099266,0.53600000000000003,0.60499999999999998,-2.1999999999999999E-2,0.314,0.313,2.5219999999999998,null,3.0548975161944574,31.354956535764984,13.23106660425462]
[0.58738054982114329,24.776714277499455,0.53,0.36199999999999999,-2.1999999999999999E-2,0.314,0.313,2.5219999999999998,null,3.1893762081474826,19.771415348588459,13.748971966591119]
[0.26481374915793621,19.146138837414835,0.53800000000000003,0.627,-2.1999999999999999E-2,0.314,0.313,2.5219999999999998,null,2.9253993320535105,31.06203088758414,19.738175451150582]
[0.65182654453188693,25.692388448047829,0.57999999999999996,0.32600000000000001,-2.1999999999999999E-2,0.314,0.313,2.5219999999999998,null,3.2264105761237394,16.833261032468886,16.43344016613824]
[0.78984775658875728,27.512011997743375,0.55400000000000005,0.50800000000000001,-2.1999999999999999E-2,0.314,0.313,2.5219999999999998,null,3.2961674287168088,27.782290920927935,24.152335048045632]
[0.64888463580681499,25.651602642935913,0.63200000000000001,0.55900000000000005,-2.1999999999999999E-2,0.314,0.313,2.5219999999999998,null,3.2247898644985038,27.033851283594345,9.5398319800907458]
[0.11731216563268632,8.8293629632206176,0.54700000000000004,0.59,-2.1999999999999999E-2,0.314,0.313,2.5219999999999998,null,{"$f":"-LN(-LN(1-(1/B1881)))","v":2.1185839542415241},{"$f":"D1881*(C1881^((E1881*J1881)+F1881-1))*EXP((G1881*J1881)+H1881)","v":22.18622715152749},17.715249843945962]
[0.6782844938542989,{"$f":"IF($B$13=\"exact vlaue\",$B$15,(IF(A1882<=$B$17,($B$14+(SQRT(A1882*($B$16-$B$14)*($B$15-$B$14)))),($B$16+((SQRT(A1882)-1)*(SQRT(($B$16-$B$14)*($B$16-$B$15))))))))","v":26.05513535567578},{"$f":"IF($C$13=\"exact value\",$C$15,(RANDBETWEEN(($C$14*1000),($C$16*1000))/1000))","v":0.72},{"$f":"IF($D$13=\"exact value\",$D$15,(RANDBETWEEN(($D$14*1000),($D$16*1000))/1000))","v":0.72599999999999998},{"$f":"IF($E$13=\"exact value\",$E$15,(RANDBETWEEN(($E$14*1000),($E$16*1000))/1000))","v":-2.1999999999999999E-2},{"$f":"IF($F$13=\"exact value\",$F$15,(RANDBETWEEN(($F$14*1000),($F$16*1000))/1000))","v":0.314},{"$f":"IF($G$13=\"exact value\",$G$15,(RANDBETWEEN(($G$14*1000),($G$16*1000))/1000))","v":0.313},{"$f":"IF($H$13=\"exact value\",$H$15,(RANDBETWEEN(($H$14*1000),($H$16*1000))/1000))","v":2.5219999999999998},null,3.2407106642353187,31.973641799721207,15.940738729222357]
[3.1837166287946306E-2,6.9949049566315908,0.94499999999999995,0.51800000000000002,-2.1999999999999999E-2,0.314,0.313,2.5219999999999998,null,1.86903744255723,12.065643698836073,9.6845924121634575]
[0.95053755731591483,29.439980275972061,0.91600000000000004,0.435,-2.1999999999999999E-2,0.314,0.313,2.5219999999999998,null,3.3651245269620995,16.602597789401432,9.1569878251881622]
[0.76895975868267907,27.247478714297817,0.96499999999999997,0.45,-2.1999999999999999E-2,0.314,0.313,2.5219999999999998,null,3.2863237171334774,16.104966211423942,22.014341463406613]
[0.2301176425859689,18.365867726084844,0.91800000000000004,0.48099999999999998,-2.1999999999999999E-2,0.314,0.313,2.5219999999999998,null,2.8826308947830341,15.744546832735844,8.6765979311421866]
[0.63133521592127195,25.40635734323417,0.67400000000000004,0.59399999999999997,-2.1999999999999999E-2,0.314,0.313,2.5219999999999998,null,3.2149887245775908,27.274833950905688,16.222228840981039]
[0.58875435676783416,24.796743644149778,0.89500000000000002,0.7,-2.1999999999999999E-2,0.314,0.313,2.5219999999999998,null,3.1902011454783819,25.732189890439297,10.378726758432787]
[0.39224012347624237,21.643607487769927,0.89400000000000002,0.70399999999999996,-2.1999999999999999E-2,0.314,0.313,2.5219999999999998,null,3.0511511618819496,24.789513224192323,10.808495240760037]
[0.93148271365455249,29.2203618316363,0.82,0.72499999999999998,-2.1999999999999999E-2,0.314,0.313,2.5219999999999998,null,3.3575053020792907,30.027435521378706,35.10909309258264]
[0.99437732419583003,29.937047958964481,0.69399999999999995,0.76600000000000001,-2.1999999999999999E-2,0.314,0.313,2.5219999999999998,null,3.3821578357506246,36.299590428843601,20.604494194242896]
[0.99346541363457863,29.926821359433692,0.50700000000000001,0.63400000000000001,-2.1999999999999999E-2,0.314,0.313,2.5219999999999998,null,3.3818103027776929,38.141294086220903,21.857025335640838]
[0.91204445531023526,28.993997175382731,0.80400000000000005,0.378,-2.1999999999999999E-2,0.314,0.313,2.5219999999999998,null,3.3495907870644008,15.851941574678852,16.084932657973969]
[0.44034002531932948,22.477447217977488,0.81299999999999994,0.73899999999999999,-2.1999999999999999E-2,0.314,0.313,2.5219999999999998,null,3.0898442325353792,28.29698496323185,9.2503238165069828]
[0.68614378514785612,26.161520217819586,0.55300000000000005,0.47799999999999998,-2.1999999999999999E-2,0.314,0.313,2.5219999999999998,null,3.2448660336400428,25.743252400336555,21.782000794802045]
[0.94643966148645386,29.392936723028974,0.94099999999999995,0.79800000000000004,-2.1999999999999999E-2,0.314,0.313,2.5219999999999998,null,3.3634973241478541,29.824941926819378,14.398146104448772]
[0.23984980892932872,18.590343212132773,0.76400000000000001,0.49199999999999999,-2.1999999999999999E-2,0.314,0.313,2.5219999999999998,null,2.8951235482430544,18.554363843558185,9.7165987869794606]
[0.41924826962839945,22.117722582106278,0.51,0.70399999999999996,-2.1999999999999999E-2,0.314,0.313,2.5219999999999998,null,3.0733351073183828,38.107778649107182,20.731557145552632]
[0.52063216064998297,23.773633979388791,0.89500000000000002,0.50600000000000001,-2.1999999999999999E-2,0.314,0.313,2.5219999999999998,null,3.1471672527273316,18.349905688709722,10.198764912323506]
[0.43460173911682831,22.380448728560239,0.81299999999999994,0.39600000000000002,-2.1999999999999999E-2,0.314,0.313,2.5219999999999998,null,3.0854193836252954,15.141910365279767,15.441616642982074]
[0.26367651638421152,19.121404451835915,0.90700000000000003,0.56200000000000006,-2.1999999999999999E-2,0.314,0.313,2.5219999999999998,null,2.9240712987505857,18.806878473911798,11.430822266875754]
[0.27700382291949721,19.408003730804637,0.58599999999999997,0.65700000000000003,-2.1999999999999999E-2,0.314,0.313,2.5219999999999998,null,2.9393521475682665,30.665197441001993,13.445225489703905]
[0.739112647663552,26.863168014447794,0.55600000000000005,0.35099999999999998,-2.1999999999999999E-2,0.314,0.313,2.5219999999999998,null,3.271847965153694,18.99249947736222,16.99113016198292]
[0.55766054256792852,24.337531844333206,0.68899999999999995,0.34300000000000003,-2.1999999999999999E-2,0.314,0.313,2.5219999999999998,null,3.1711146240844434,15.272699934376179,6.4862881307713174]
[0.33156057936563943,20.514889714652639,0.68500000000000005,0.64300000000000002,-2.1999999999999999E-2,0.314,0.313,2.5219999999999998,null,2.9962684025401498,27.185925623942648,8.7636094503841644]
[0.97375874112182692,29.704663425616804,0.88,0.71199999999999997,-2.1999999999999999E-2,0.314,0.313,2.5219999999999998,null,3.3742306860173481,28.096358979910882,13.940289562303549]
[0.51424784373450849,23.674404317929529,0.873,0.68200000000000005,-2.1999999999999999E-2,0.314,0.313,2.5219999999999998,null,3.1428932083661825,25.16774853063362,18.710009806999256]
[0.22731549574342691,18.300359005145125,0.79300000000000004,0.39200000000000002,-2.1999999999999999E-2,0.314,0.313,2.5219999999999998,null,2.8789555326373741,14.302222140262852,10.878587226149198]
[0.95082549043838871,29.443281911337785,0.58299999999999996,0.67400000000000004,-2.1999999999999999E-2,0.314,0.313,2.5219999999999998,null,3.3652386287719764,36.266167897069224,11.372816941045039]
[0.52821212678681306,23.890660581828257,0.61299999999999999,0.71299999999999997,-2.1999999999999999E-2,0.314,0.313,2.5219999999999998,null,3.1521844802117385,34.467606097153812,14.55633730495199]
[{"$f":"RAND()","v":0.12532421228991253},8.9579700019377437,0.97299999999999998,0.56699999999999995,-2.1999999999999999E-2,0.314,0.313,2.5219999999999998,null,2.1339425303019532,14.049540155147403,9.8258049900583639]
[0.78666119974537907,27.471884352534619,0.92800000000000005,0.78200000000000003,-2.1999999999999999E-2,0.314,0.313,2.5219999999999998,null,3.2946804358297399,28.904895498794932,11.610410941552262]
[7.223366467530079E-3,5.9502214523158585,0.60299999999999998,0.40200000000000002,-2.1999999999999999E-2,0.314,0.313,2.5219999999999998,null,1.692840585072876,12.260705924838298,12.092329070676161]
[0.23108378704209531,18.388361741390792,0.94199999999999995,0.65700000000000003,-2.1999999999999999E-2,0.314,0.313,2.5219999999999998,null,2.883889809165717,21.101953649665717,16.146005485112493]
[9.1041899196278253E-2,8.3734607452191856,0.81599999999999995,0.32600000000000001,-2.1999999999999999E-2,0.314,0.313,2.5219999999999998,null,2.0621510768385964,8.9828059206427859,9.6169109484243105]
[8.6850143461307039E-2,8.2948851167625524,0.98399999999999999,0.34300000000000003,-2.1999999999999999E-2,0.314,0.313,2.5219999999999998,null,2.0520938017260955,8.2159177550043712,12.615421374061818]
[0.73182344924621567,26.768139441647648,0.97699999999999998,0.312,-2.1999999999999999E-2,0.314,0.313,2.5219999999999998,null,3.2682359874768161,10.999404038304508,15.586455126189911]
[0.82662959345648523,27.969465249773634,0.79700000000000004,0.63600000000000001,-2.1999999999999999E-2,0.314,0.313,2.5219999999999998,null,3.3129645794079305,26.538399178646621,20.962111108289758]
[0.38678323750331167,21.545851739066126,0.67300000000000004,0.79800000000000004,-2.1999999999999999E-2,0.314,0.313,2.5219999999999998,null,3.046515285654618,34.747837370419965,10.165125963851311]
[0.46715141088834478,22.922503971989261,0.68100000000000005,0.55800000000000005,-2.1999999999999999E-2,0.314,0.313,2.5219999999999998,null,3.1098993115735021,24.577814328175734,11.826429215978894]
[0.87185137302424798,28.518153681690336,0.51600000000000001,0.432,-2.1999999999999999E-2,0.314,0.313,2.5219999999999998,null,3.3327464763898527,25.234779582944853,10.452967100278498]
[0.74587745235106018,26.950941756492668,0.97399999999999998,0.76200000000000001,-2.1999999999999999E-2,0.314,0.313,2.5219999999999998,null,3.2751726376067563,26.985251144252992,9.020505233473175]
[0.7453826436331169,26.944535111569891,0.58499999999999996,0.69499999999999995,-2.1999999999999999E-2,0.314,0.313,2.5219999999999998,null,3.2749303419578277,36.220761278911631,12.826319816923593]
[0.38580054910151063,21.528174553230741,0.84,0.63500000000000001,-2.1999999999999999E-2,0.314,0.313,2.5219999999999998,null,3.0456746792791618,23.39342124428147,15.436590288439142]
[0.48975037692710177,23.287808601313436,0.54500000000000004,0.53300000000000003,-2.1999999999999999E-2,0.314,0.313,2.5219999999999998,null,3.126065171687316,27.920159365161432,16.935229099941033]
[0.74120786539353289,26.890396368863943,0.92800000000000005,0.38200000000000001,-2.1999999999999999E-2,0.314,0.313,2.5219999999999998,null,3.272880497528504,14.023263445730658,9.200240402586827]
[0.58451536163089401,24.734865867521002,0.97299999999999998,0.53900000000000003,-2.1999999999999999E-2,0.314,0.313,2.5219999999999998,null,3.1876504231084923,18.585672926113102,11.341633463747591]
[0.74077702628908637,26.884800555317145,0.93799999999999994,0.41799999999999998,-2.1999999999999999E-2,0.314,0.313,2.5219999999999998,null,3.2726683845012903,15.219649375696505,22.993168011222956]
[0.2683326717377712,19.222339514845558,0.84899999999999998,0.32900000000000001,-2.1999999999999999E-2,0.314,0.313,2.5219999999999998,null,2.9294796258631828,11.589216924946026,22.984493031823817]
[0.12964579165444068,9.0256333609514279,0.60099999999999998,0.61799999999999999,-2.1999999999999999E-2,0.314,0.313,2.5219999999999998,null,2.141929125333379,21.855090498407328,11.895663253411215]
[0.58179057389729072,24.694972864190241,0.50900000000000001,0.32700000000000001,-2.1999999999999999E-2,0.314,0.313,2.5219999999999998,null,3.1860024987408893,18.393882376818787,6.6624571762050735]
[0.58230972220983668,24.702580789880034,0.95099999999999996,0.36699999999999999,-2.1999999999999999E-2,0.314,0.313,2.5219999999999998,null,3.1863169812438192,12.870155660673939,9.2401535135357697]
[0.50410988748113517,23.515558562233235,0.89300000000000002,0.78300000000000003,-2.1999999999999999E-2,0.314,0.313,2.5219999999999998,null,3.1360130972571216,28.343309639708654,13.870439223024414]
[0.73393688249105904,26.79574059117515,0.79600000000000004,0.78900000000000003,-2.1999999999999999E-2,0.314,0.313,2.5219999999999998,null,3.2692864355768712,32.499436273112501,7.6807499800398897]
[2.6905154640788909E-2,6.8338877637681685,0.73399999999999999,0.39700000000000002,-2.1999999999999999E-2,0.314,0.313,2.5219999999999998,null,1.8438313989860562,11.023038725856923,14.831718165705434]
[0.24189263634686475,18.636879871279653,0.77900000000000003,0.7,-2.1999999999999999E-2,0.314,0.313,2.5219999999999998,null,2.8976940096662336,26.037787208626231,10.721168703509495]
[0.79973300392429825,27.635982495544884,0.63,0.36499999999999999,-2.1999999999999999E-2,0.314,0.313,2.5219999999999998,null,3.3007474288469347,18.133910920668651,10.730498916310378]
[0.65377678118683902,25.719375274515077,0.64400000000000002,0.34599999999999997,-2.1999999999999999E-2,0.314,0.313,2.5219999999999998,null,3.2274815130986156,16.510722882705412,15.772392029328024]
[7.5156935566071725E-2,8.0650639382823588,0.89800000000000002,0.69499999999999995,-2.1999999999999999E-2,0.314,0.313,2.5219999999999998,null,2.0220819274649555,17.630981708392227,10.991587479179611]
[8.0366871291404851E-2,8.1695202967366534,0.6,0.70699999999999996,-2.1999999999999999E-2,0.314,0.313,2.5219999999999998,null,2.0358347400612367,24.186559409674597,5.4321171490342444]
[0.75917196649260121,27.122286714895285,0.86,0.57199999999999995,-2.1999999999999999E-2,0.314,0.313,2.5219999999999998,null,3.2816311149048243,22.306710347662577,20.299082375918495]
[0.41214290674269471,21.994509299735576,0.86099999999999999,0.58099999999999996,-2.1999999999999999E-2,0.314,0.313,2.5219999999999998,null,3.0676171090613953,21.156076460107716,7.4703723535007516]
[4.7734138931195269E-2,7.4426967405716589,0.93600000000000005,0.72499999999999998,-2.1999999999999999E-2,0.314,0.313,2.5219999999999998,null,1.9359575101888213,17.366793194251375,9.4378592903241607]
[0.89253866539774984,28.764407981006215,0.65800000000000003,0.70299999999999996,-2.1999999999999999E-2,0.314,0.313,2.5219999999999998,null,3.3414990173287213,34.239680717946918,13.786283827107075]
[0.20583733588224851,17.784204055836454,0.73,0.60499999999999998,-2.1999999999999999E-2,0.314,0.313,2.5219999999999998,null,{"$f":"-LN(-LN(1-(1/B1945)))","v":2.8495139769468909},{"$f":"D1945*(C1945^((E1945*J1945)+F1945-1))*EXP((G1945*J1945)+H1945)","v":23.265966405155559},16.307663991214266]
[0.554557995247841,{"$f":"IF($B$13=\"exact vlaue\",$B$15,(IF(A1946<=$B$17,($B$14+(SQRT(A1946*($B$16-$B$14)*($B$15-$B$14)))),($B$16+((SQRT(A1946)-1)*(SQRT(($B$16-$B$14)*($B$16-$B$15))))))))","v":24.291016763911301},{"$f":"IF($C$13=\"exact value\",$C$15,(RANDBETWEEN(($C$14*1000),($C$16*1000))/1000))","v":0.879},{"$f":"IF($D$13=\"exact value\",$D$15,(RANDBETWEEN(($D$14*1000),($D$16*1000))/1000))","v":0.625},{"$f":"IF($E$13=\"exact value\",$E$15,(RANDBETWEEN(($E$14*1000),($E$16*1000))/1000))","v":-2.1999999999999999E-2},{"$f":"IF($F$13=\"exact value\",$F$15,(RANDBETWEEN(($F$14*1000),($F$16*1000))/1000))","v":0.314},{"$f":"IF($G$13=\"exact value\",$G$15,(RANDBETWEEN(($G$14*1000),($G$16*1000))/1000))","v":0.313},{"$f":"IF($H$13=\"exact value\",$H$15,(RANDBETWEEN(($H$14*1000),($H$16*1000))/1000))","v":2.5219999999999998},null,3.1691608055533709,23.136452354646448,16.179837163992801]
[0.92464440216410482,29.140999254372169,0.82199999999999995,0.55000000000000004,-2.1999999999999999E-2,0.314,0.313,2.5219999999999998,null,3.3547376302290202,22.717346940226104,8.3954388180746768]
[0.87771240998441968,28.588215303077458,0.79,0.436,-2.1999999999999999E-2,0.314,0.313,2.5219999999999998,null,3.3352444637248366,18.44549593060043,32.93150723610141]
[0.29997403310911663,19.886238880507179,0.98699999999999999,0.76500000000000001,-2.1999999999999999E-2,0.314,0.313,2.5219999999999998,null,2.9643416807091034,24.331926503849509,14.660695047101369]
[0.81512952547163964,27.82755349925916,0.98599999999999999,0.623,-2.1999999999999999E-2,0.314,0.313,2.5219999999999998,null,3.3077838747642176,22.083383568918009,10.820235865000948]
[0.18994935146685255,9.872747575378451,0.96499999999999997,0.308,-2.1999999999999999E-2,0.314,0.313,2.5219999999999998,null,2.2368565086006811,7.9301668715734044,9.1117632209767638]
[0.59706717180416169,24.917444715295627,0.60799999999999998,0.497,-2.1999999999999999E-2,0.314,0.313,2.5219999999999998,null,3.1951580273868072,24.513794944092581,11.120754231914256]
[5.2970341351637251E-2,7.5731872588202087,0.68400000000000005,0.52800000000000002,-2.1999999999999999E-2,0.314,0.313,2.5219999999999998,null,1.9546419069953054,15.990855121876146,14.902405441953746]
[0.87093493602399319,28.507177518265266,0.54300000000000004,0.74199999999999999,-2.1999999999999999E-2,0.314,0.313,2.5219999999999998,null,3.332354564544517,41.691264626090657,8.6772611502300521]
[0.64319503664728006,25.572460449838353,0.73899999999999999,0.77200000000000002,-2.1999999999999999E-2,0.314,0.313,2.5219999999999998,null,3.2216374639271401,33.132826228171403,18.482117467457918]
[0.3669164665413347,21.183995683301845,0.55500000000000005,0.78100000000000003,-2.1999999999999999E-2,0.314,0.313,2.5219999999999998,null,3.0291654140228328,39.098901914770551,13.181440506587922]
[0.85767523753749331,28.347715111345821,0.64800000000000002,0.748,-2.1999999999999999E-2,0.314,0.313,2.5219999999999998,null,3.3266434470983453,36.681446511147136,13.781138752721237]
[0.11599101674449375,8.8077391051727432,0.65600000000000003,0.496,-2.1999999999999999E-2,0.314,0.313,2.5219999999999998,null,2.1159781980468924,16.312986499836949,7.8681873826033097]
[0.87248457628209608,28.52573418578168,0.67300000000000004,0.77,-2.1999999999999999E-2,0.314,0.313,2.5219999999999998,null,3.333017054104892,36.765884853091102,10.977889631309786]
[0.81991800120062963,27.886764522994746,0.91500000000000004,0.36699999999999999,-2.1999999999999999E-2,0.314,0.313,2.5219999999999998,null,3.3099487280869568,13.777369053382513,13.299352038887154]
[0.82569452781335861,27.957963484498521,0.96199999999999997,0.42299999999999999,-2.1999999999999999E-2,0.314,0.313,2.5219999999999998,null,3.3125456882285795,15.299852464493169,19.397316589480457]
[0.92959702175966574,29.198506454538524,0.76800000000000002,0.45100000000000001,-2.1999999999999999E-2,0.314,0.313,2.5219999999999998,null,3.3567438869099302,19.627795230966882,8.270637321535407]
[0.20575776679913615,17.7822430483094,0.54900000000000004,0.43,-2.1999999999999999E-2,0.314,0.313,2.5219999999999998,null,2.8494004505279547,20.467687752130864,5.9899395679246972]
[0.69037014400444741,26.218477148883867,0.93400000000000005,0.79400000000000004,-2.1999999999999999E-2,0.314,0.313,2.5219999999999998,null,3.2470836804154359,28.771410853189931,13.984658950252468]
[0.78759081006511311,27.48359912428581,0.94,0.32100000000000001,-2.1999999999999999E-2,0.314,0.313,2.5219999999999998,null,3.2951147737199737,11.751592925450746,35.057890056692166]
[0.41966426313713778,22.124903802082073,0.82199999999999995,0.78400000000000003,-2.1999999999999999E-2,0.314,0.313,2.5219999999999998,null,3.0736673619514914,29.619487202815879,14.499175560334209]
[0.7169691638564456,26.573009298403058,0.54500000000000004,0.64200000000000002,-2.1999999999999999E-2,0.314,0.313,2.5219999999999998,null,3.2607780484664648,35.141397837751022,11.291978557278757]
[0.45635933107364768,22.744937244403324,0.94599999999999995,0.76400000000000001,-2.1999999999999999E-2,0.314,0.313,2.5219999999999998,null,3.1019460007200053,26.195605582747415,9.2496654074383233]
[0.17569290828749495,9.6863219624708741,0.5,0.66600000000000004,-2.1999999999999999E-2,0.314,0.313,2.5219999999999998,null,2.2167268683553236,27.623649251047034,10.010255709436843]
[0.39512341218753921,21.694984780396474,0.52100000000000002,0.47199999999999998,-2.1999999999999999E-2,0.314,0.313,2.5219999999999998,null,3.0535790382960859,24.979873181541677,16.535714233321109]
[0.35266752693134951,20.918392612246429,0.65200000000000002,0.41,-2.1999999999999999E-2,0.314,0.313,2.5219999999999998,null,3.0162361584302531,18.106573223570496,12.905001342747097]
[0.96318852262582533,29.584576234283759,0.82699999999999996,0.375,-2.1999999999999999E-2,0.314,0.313,2.5219999999999998,null,3.3701094817936892,15.493250991430939,13.593937656624187]
[0.26552663353872052,19.16161673087975,0.78200000000000003,0.54600000000000004,-2.1999999999999999E-2,0.314,0.313,2.5219999999999998,null,2.9262294711075834,20.435869005135125,5.6763577550620719]
[0.70039931920008047,26.35294252534899,0.51700000000000002,0.441,-2.1999999999999999E-2,0.314,0.313,2.5219999999999998,null,3.2522997244567291,25.053785504479983,6.2088367106931068]
[{"$f":"RAND()","v":7.0082256506260432E-2},7.9597773671819567,0.50900000000000001,0.71399999999999997,-2.1999999999999999E-2,0.314,0.313,2.5219999999999998,null,2.0080251462596799,27.295806528621089,12.792170168707086]
[0.73321946767368529,26.786375712382991,0.72799999999999998,0.54900000000000004,-2.1999999999999999E-2,0.314,0.313,2.5219999999999998,null,3.2689301495117902,24.194421430247694,9.7011048086070311]
[0.30645036529959069,20.017736224224109,0.54900000000000004,0.73599999999999999,-2.1999999999999999E-2,0.314,0.313,2.5219999999999998,null,2.9711047839591327,36.451819693046374,11.883336686468425]
[0.4546180103080959,22.716090607084865,0.78,0.34499999999999997,-2.1999999999999999E-2,0.314,0.313,2.5219999999999998,null,3.1006479482225786,13.676582241164088,15.511740696228619]
[0.2691678693935422,19.240351847093784,0.68899999999999995,0.64800000000000002,-2.1999999999999999E-2,0.314,0.313,2.5219999999999998,null,2.9304416974319083,26.706958540171481,8.0328258411411415]
[3.647385096914979E-3,5.6752208061918505,0.70599999999999996,0.49199999999999999,-2.1999999999999999E-2,0.314,0.313,2.5219999999999998,null,1.6407579114567818,13.166443449064053,29.711809424611136]
[0.67735410894339521,26.04250077814828,0.97099999999999997,0.66600000000000004,-2.1999999999999999E-2,0.314,0.313,2.5219999999999998,null,3.2402160110247729,23.382970303855185,16.265720671382578]
[0.76565131003608589,27.205251202546794,0.745,0.57199999999999995,-2.1999999999999999E-2,0.314,0.313,2.5219999999999998,null,3.2847433534546933,24.896306622796001,9.0140771226682315]
[0.42538387759685858,22.223281922648916,0.78200000000000003,0.72799999999999998,-2.1999999999999999E-2,0.314,0.313,2.5219999999999998,null,3.0782079537895282,28.598811298427485,11.27798312609019]
[0.55933255668565762,24.362545940839009,0.53200000000000003,0.79500000000000004,-2.1999999999999999E-2,0.314,0.313,2.5219999999999998,null,3.1721637389680009,43.054232941956002,7.2063128811670962]
[0.16634284306822078,9.5599183527260223,0.85099999999999998,0.48,-2.1999999999999999E-2,0.314,0.313,2.5219999999999998,null,2.2028435223054932,13.410276959464783,12.204812263104452]
[0.8760093836758478,28.567881853502136,0.996,0.70199999999999996,-2.1999999999999999E-2,0.314,0.313,2.5219999999999998,null,3.3345201345329576,24.901460492013459,13.923914151627457]
[0.6239046383707717,25.301492208803694,0.81200000000000006,0.76100000000000001,-2.1999999999999999E-2,0.314,0.313,2.5219999999999998,null,3.2107683209658688,30.30831008967667,21.826881480753009]
[0.61025964162245616,25.107285785170468,0.51100000000000001,0.41199999999999998,-2.1999999999999999E-2,0.314,0.313,2.5219999999999998,null,3.2029049214917915,23.23492077689756,12.849915913902768]
[0.50906834458936523,23.593447349187951,0.90200000000000002,0.41599999999999998,-2.1999999999999999E-2,0.314,0.313,2.5219999999999998,null,3.1393926233752749,14.960868391835778,13.365620605186381]
[0.21859298134609528,18.093816419130619,0.76300000000000001,0.72199999999999998,-2.1999999999999999E-2,0.314,0.313,2.5219999999999998,null,2.867278191601057,27.013913408558555,9.4697009107844945]
[0.41201813143271671,21.992336135129086,0.91300000000000003,0.77400000000000002,-2.1999999999999999E-2,0.314,0.313,2.5219999999999998,null,3.0675159642120917,26.964761252345777,16.272724615323195]
[1.5211268125277178E-2,6.3789157028838446,0.71199999999999997,0.77600000000000002,-2.1999999999999999E-2,0.314,0.313,2.5219999999999998,null,1.7689535988862981,21.505691237937949,13.1916626653795]
[3.2944445272285572E-2,7.029299302477507,0.91500000000000004,0.76400000000000001,-2.1999999999999999E-2,0.314,0.313,2.5219999999999998,null,1.8743399233054177,18.248485976001387,8.0812464678163121]
[0.24619112148227584,18.734164105883792,0.76800000000000002,0.56699999999999995,-2.1999999999999999E-2,0.314,0.313,2.5219999999999998,null,2.9030462633440051,21.353092176864653,11.225717790374812]
[0.87485126845505756,28.554043130829204,0.57299999999999995,0.79500000000000004,-2.1999999999999999E-2,0.314,0.313,2.5219999999999998,null,3.334026863751514,42.905300003418404,20.915074293345231]
[0.98541887463211542,29.836379429231336,0.69199999999999995,0.71199999999999997,-2.1999999999999999E-2,0.314,0.313,2.5219999999999998,null,3.3787315233439661,33.777555776348855,16.545820530612712]
[0.38620564875644636,21.53546445202505,0.82299999999999995,0.54700000000000004,-2.1999999999999999E-2,0.314,0.313,2.5219999999999998,null,3.0460214227906475,20.466396869682896,9.3463840258362101]
[0.22921897886256659,18.344902387186622,0.91900000000000004,0.622,-2.1999999999999999E-2,0.314,0.313,2.5219999999999998,null,2.8814561058471893,20.335763566140098,7.9175296861090656]
[0.63712657730995281,25.487661566846064,0.83699999999999997,0.45700000000000002,-2.1999999999999999E-2,0.314,0.313,2.5219999999999998,null,3.2182486775091506,17.830287357809045,6.6327801644206579]
[0.88353551946243891,28.657592269373865,0.79300000000000004,0.35299999999999998,-2.1999999999999999E-2,0.314,0.313,2.5219999999999998,null,3.3377119054206204,14.902853255063953,6.8850829265535847]
[0.60675799810161746,25.05709847169042,0.55100000000000005,0.64900000000000002,-2.1999999999999999E-2,0.314,0.313,2.5219999999999998,null,3.200862744873525,34.549347796540246,13.571213683598721]
[0.26910561484448337,19.239010195955711,0.91800000000000004,0.432,-2.1999999999999999E-2,0.314,0.313,2.5219999999999998,null,2.9303700693037174,14.354803292666118,22.459132609018237]
[3.9549265944272105E-2,7.2234338854650062,0.88200000000000001,0.34300000000000003,-2.1999999999999999E-2,0.314,0.313,2.5219999999999998,null,1.9037511142358847,8.4930190911564782,25.39572417346022]
[0.96935700930913615,29.654735384716172,0.76300000000000001,0.44500000000000001,-2.1999999999999999E-2,0.314,0.313,2.5219999999999998,null,3.3725192966032655,19.561205881061451,18.390163038731625]
[0.75652428833065222,27.08828277227763,0.64,0.496,-2.1999999999999999E-2,0.314,0.313,2.5219999999999998,null,3.280352723918861,24.189811768453655,14.455215984765546]
[0.21827698039437604,18.0862571060782,0.57599999999999996,0.56100000000000005,-2.1999999999999999E-2,0.314,0.313,2.5219999999999998,null,2.866848210241197,25.90697305022557,6.7041275849591946]
[0.24204454860829994,18.640332646781744,0.70199999999999996,0.56399999999999995,-2.1999999999999999E-2,0.314,0.313,2.5219999999999998,null,2.8978844612199093,22.683005397420818,7.0901771035577923]
[0.20578856105505905,17.783002028347944,0.69499999999999995,0.38400000000000001,-2.1999999999999999E-2,0.314,0.313,2.5219999999999998,null,2.8494443908414495,15.320143010136213,14.102332239569847]
[0.6567315774867335,25.760186339605092,0.77400000000000002,0.45900000000000002,-2.1999999999999999E-2,0.314,0.313,2.5219999999999998,null,3.2290988708361792,19.066712389034961,15.086854970899237]
[0.85047599788519057,28.26061986742511,0.56799999999999995,0.77300000000000002,-2.1999999999999999E-2,0.314,0.313,2.5219999999999998,null,3.3235103161601249,41.853059727738632,6.4594402795838937]
[0.60522270024788383,25.035048152396861,0.68600000000000005,0.40799999999999997,-2.1999999999999999E-2,0.314,0.313,2.5219999999999998,null,3.1999641725329386,18.396687841153639,21.077991631264265]
[0.98068540867221177,29.783003395064529,0.92400000000000004,0.39600000000000002,-2.1999999999999999E-2,0.314,0.313,2.5219999999999998,null,3.3769100641435705,15.070326865795243,7.5024782352459471]
[0.18895844007839402,9.8600210914973658,0.93,0.33,-2.1999999999999999E-2,0.314,0.313,2.5219999999999998,null,2.2354951803785115,8.7268105004005374,17.173966813998426]
[0.35108590836278297,20.888582626411154,0.90100000000000002,0.377,-2.1999999999999999E-2,0.314,0.313,2.5219999999999998,null,3.0147745489077828,13.046817623763813,12.169190042274982]
[0.80449360675859816,27.695411653276434,0.78300000000000003,0.77900000000000003,-2.1999999999999999E-2,0.314,0.313,2.5219999999999998,null,3.3029355783693299,32.840453463893375,11.827208167629799]
[0.17055729259513208,9.6173219049998568,0.71599999999999997,0.36899999999999999,-2.1999999999999999E-2,0.314,0.313,2.5219999999999998,null,2.2091723017469493,11.727358799210245,15.138896265997118]
[0.54549938219037619,24.154455437745234,0.754,0.33800000000000002,-2.1999999999999999E-2,0.314,0.313,2.5219999999999998,null,3.1634025252993481,14.024244331520023,21.192183347853678]
[0.34666601685210374,20.804919657844188,0.86699999999999999,0.65700000000000003,-2.1999999999999999E-2,0.314,0.313,2.5219999999999998,null,3.0106610280160804,23.373941099255067,12.919827005352969]
[0.38201758146457443,21.459913219960285,0.77800000000000002,0.318,-2.1999999999999999E-2,0.314,0.313,2.5219999999999998,null,3.0424219844108418,12.398581731348598,22.086637138511321]
[0.75243180976148671,27.035606077730282,0.83299999999999996,0.58399999999999996,-2.1999999999999999E-2,0.314,0.313,2.5219999999999998,null,3.2783690905500533,23.308099292793553,18.928455713937641]
[0.80897329804250517,27.751173670700553,0.875,0.315,-2.1999999999999999E-2,0.314,0.313,2.5219999999999998,null,3.3049843599604749,12.214075564132395,24.521923882496534]
[0.16337766432777734,9.5190937189852747,0.76300000000000001,0.76300000000000001,-2.1999999999999999E-2,0.314,0.313,2.5219999999999998,null,2.1983180323160187,23.062766235908953,15.166630581375308]
[0.43443286187856978,22.377584401603258,0.80900000000000005,0.318,-2.1999999999999999E-2,0.314,0.313,2.5219999999999998,null,3.0852884214003229,12.204201371637552,12.77108769455922]
[0.90436525143204882,28.903906412276577,0.78300000000000003,0.625,-2.1999999999999999E-2,0.314,0.313,2.5219999999999998,null,3.3464233805337908,26.715593385970774,9.6964869006451657]
[0.99332638677279239,29.925261833702333,0.73499999999999999,0.623,-2.1999999999999999E-2,0.314,0.313,2.5219999999999998,null,3.3817572944252476,28.258560749820063,12.452522075405671]
[0.30587261120140186,20.006062140345083,0.56699999999999995,0.46700000000000003,-2.1999999999999999E-2,0.314,0.313,2.5219999999999998,null,2.9705062159962621,22.570777424850917,20.555707676204101]
[0.99168233723816668,29.906811521039099,0.85199999999999998,0.77100000000000002,-2.1999999999999999E-2,0.314,0.313,2.5219999999999998,null,{"$f":"-LN(-LN(1-(1/B3289)))","v":3.3811299540364277},{"$f":"D3289*(C3289^((E3289*J3289)+F3289-1))*EXP((G3289*J3289)+H3289)","v":31.249915251124893},11.183637842579152]
[0.49290319317986686,23.338097138823557,0.72299999999999998,0.75600000000000001,-2.1999999999999999E-2,0.314,0.313,2.5219999999999998,null,3.1282702641050206,32.016718246939114,8.8848103305724333]
[0.34445790314556446,20.762923067696718,0.97699999999999998,0.33900000000000002,-2.1999999999999999E-2,0.314,0.313,2.5219999999999998,null,3.008589750695565,11.01695913410062,14.877472082005838]
[0.76141041510439822,27.150988722396146,0.72099999999999997,0.55000000000000004,-2.1999999999999999E-2,0.314,0.313,2.5219999999999998,null,3.2827089068864486,24.524601482662799,5.3291321252260442]
[0.25853542419774311,19.008916176436415,0.81799999999999995,0.36799999999999999,-2.1999999999999999E-2,0.314,0.313,2.5219999999999998,null,2.9180092423065318,13.281521053860541,14.964939509413066]
[0.70665499884245375,26.43632795020206,0.53800000000000003,0.61699999999999999,-2.1999999999999999E-2,0.314,0.313,2.5219999999999998,null,3.25552070938785,34.046893038552881,15.391486457737232]
[0.30382169088721134,19.964532005884642,0.78200000000000003,0.54400000000000004,-2.1999999999999999E-2,0.314,0.313,2.5219999999999998,null,2.9683739215306502,20.636082455451696,9.7473886828085341]
[0.22826846021145664,18.322682528403046,0.88300000000000001,0.42599999999999999,-2.1999999999999999E-2,0.314,0.313,2.5219999999999998,null,2.8802095110093604,14.345454626959672,8.8636594962169681]
[0.45162065690043762,22.666306897326624,0.54600000000000004,0.52900000000000003,-2.1999999999999999E-2,0.314,0.313,2.5219999999999998,null,3.0984037888300904,27.423658461133758,11.052963682613765]
[0.67002236537132553,25.942630927868478,0.77,0.76200000000000001,-2.1999999999999999E-2,0.314,0.313,2.5219999999999998,null,3.2362973941202942,31.850636928463999,10.551505506913779]
[0.33834837322640232,20.646017984741164,0.997,0.41899999999999998,-2.1999999999999999E-2,0.314,0.313,2.5219999999999998,null,3.0028012711290364,13.386570658280254,10.038095567012766]
[0.66065138790259337,25.81418456978599,0.996,0.41399999999999998,-2.1999999999999999E-2,0.314,0.313,2.5219999999999998,null,3.231234827402603,14.218182700694364,12.355431211836356]
[0.38902867932304352,21.586159998281275,0.51500000000000001,0.33900000000000002,-2.1999999999999999E-2,0.314,0.313,2.5219999999999998,null,3.0484294319589518,18.067752504158857,16.949560001019464]
[{"$f":"RAND()","v":0.47135051480475765},22.991038610980226,0.85499999999999998,0.496,-2.1999999999999999E-2,0.314,0.313,2.5219999999999998,null,3.1129521703718042,18.4187214740187,9.2596909964094998]
[0.83737409059757861,28.10116386869143,0.88600000000000001,0.47699999999999998,-2.1999999999999999E-2,0.314,0.313,2.5219999999999998,null,3.3177485388717947,18.395083761816739,18.513880450396105]
[0.61501274825295438,25.175179888174512,0.93700000000000006,0.45600000000000002,-2.1999999999999999E-2,0.314,0.313,2.5219999999999998,null,3.2056609844399881,16.270245027106391,13.97770278803182]
[0.80286730562511366,27.675129487733589,0.83099999999999996,0.44600000000000001,-2.1999999999999999E-2,0.314,0.313,2.5219999999999998,null,3.3021893381665919,17.968029589669708,23.681124303715233]
[0.79345507444377905,27.557340639237289,0.79200000000000004,0.60599999999999998,-2.1999999999999999E-2,0.314,0.313,2.5219999999999998,null,3.297844496764232,25.285721253380114,22.763044843910073]
[0.67369245925681709,25.992691294873943,0.79800000000000004,0.39400000000000002,-2.1999999999999999E-2,0.314,0.313,2.5219999999999998,null,3.2382635444821761,16.039288098552593,13.431876869374257]
[0.88900863159029098,{"$f":"IF($B$13=\"exact vlaue\",$B$15,(IF(A4250<=$B$17,($B$14+(SQRT(A4250*($B$16-$B$14)*($B$15-$B$14)))),($B$16+((SQRT(A4250)-1)*(SQRT(($B$16-$B$14)*($B$16-$B$15))))))))","v":28.722591218734205},{"$f":"IF($C$13=\"exact value\",$C$15,(RANDBETWEEN(($C$14*1000),($C$16*1000))/1000))","v":0.67800000000000005},{"$f":"IF($D$13=\"exact value\",$D$15,(RANDBETWEEN(($D$14*1000),($D$16*1000))/1000))","v":0.59499999999999997},{"$f":"IF($E$13=\"exact value\",$E$15,(RANDBETWEEN(($E$14*1000),($E$16*1000))/1000))","v":-2.1999999999999999E-2},{"$f":"IF($F$13=\"exact value\",$F$15,(RANDBETWEEN(($F$14*1000),($F$16*1000))/1000))","v":0.314},{"$f":"IF($G$13=\"exact value\",$G$15,(RANDBETWEEN(($G$14*1000),($G$16*1000))/1000))","v":0.313},{"$f":"IF($H$13=\"exact value\",$H$15,(RANDBETWEEN(($H$14*1000),($H$16*1000))/1000))","v":2.5219999999999998},null,3.3400181275706227,28.314440867605192,4.2259352567195894]
[{"$f":"RAND()","v":0.99971952084148807},29.99686392776033,0.96,0.51100000000000001,-2.1999999999999999E-2,0.314,0.313,2.5219999999999998,null,3.3841881599467603,18.933036864234914,10.068291065902754]
[0.92321597652770948,29.124384531721194,0.86,0.72399999999999998,-2.1999999999999999E-2,0.314,0.313,2.5219999999999998,null,3.3541572411498226,28.889588577360197,24.000114493588804]
[3.1784010271710628E-2,6.9932388928484785,0.89100000000000001,0.33900000000000002,-2.1999999999999999E-2,0.314,0.313,2.5219999999999998,null,1.8687798719493942,8.2407361369044914,11.39370824581481]
[0.91530348165645881,29.032116695501919,0.56799999999999995,0.314,-2.1999999999999999E-2,0.314,0.313,2.5219999999999998,null,3.3509279759391974,17.153491771366088,11.002252614559819]
[0.74913663506142014,26.99308775307555,0.54200000000000004,0.745,-2.1999999999999999E-2,0.314,0.313,2.5219999999999998,null,3.2767651130098794,41.164560374211085,23.89646011552578]
[0.71904117727912853,26.600348378548109,0.71199999999999997,0.41799999999999998,-2.1999999999999999E-2,0.314,0.313,2.5219999999999998,null,3.2618263145427484,18.691554163384271,22.599148783728907]
[0.28079662986763876,19.48829971413193,0.61,0.72899999999999998,-2.1999999999999999E-2,0.314,0.313,2.5219999999999998,null,2.9435917906614502,33.061190610116839,14.591785455898394]
[{"$f":"RAND()","v":0.33113246701629817},20.506574536165346,0.55800000000000005,0.54800000000000004,-2.1999999999999999E-2,0.314,0.313,2.5219999999999998,null,2.9958526935410377,27.0282523325656,12.141935319340295]
[0.1761438008395958,9.6923315212109085,0.51400000000000001,0.51100000000000001,-2.1999999999999999E-2,0.314,0.313,2.5219999999999998,null,2.2173821340471842,20.773458411714394,13.150323374672341]
[0.63372943616040101,25.440014539556255,0.60499999999999998,0.65400000000000003,-2.1999999999999999E-2,0.314,0.313,2.5219999999999998,null,3.2163395244045958,32.601499168035794,15.038219940957527]
[3.386428881380632E-2,7.0574343493112455,0.91500000000000004,0.59,-2.1999999999999999E-2,0.314,0.313,2.5219999999999998,null,1.8786565341996793,14.1115893459564,12.346313515014744]
[9.6326220769114679E-2,8.469982362511276,1,0.64700000000000002,-2.1999999999999999E-2,0.314,0.313,2.5219999999999998,null,2.07436812698977,15.423128590185437,19.480577106041395]
[0.88273585980941516,28.648078634406204,0.56599999999999995,0.64400000000000002,-2.1999999999999999E-2,0.314,0.313,2.5219999999999998,null,3.3373739062098964,35.120153720973612,14.694464244684823]
[0.54116494808767768,24.088711522063488,0.57899999999999996,0.374,-2.1999999999999999E-2,0.314,0.313,2.5219999999999998,null,3.1606184781000444,18.927910105128056,14.092062200675935]
[0.84275465317370346,28.166797580655224,0.57899999999999996,0.67700000000000005,-2.1999999999999999E-2,0.314,0.313,2.5219999999999998,null,3.3201241673556612,36.085671869441782,17.090039626098612]
[0.15758790668479294,9.4382979097396245,0.94599999999999995,0.47699999999999998,-2.1999999999999999E-2,0.314,0.313,2.5219999999999998,null,2.189300704016933,12.277493623963277,7.3407183106658325]
[0.5671418278604724,24.47888417215454,0.81100000000000005,0.76100000000000001,-2.1999999999999999E-2,0.314,0.313,2.5219999999999998,null,3.1770286587581684,30.013230992063015,18.05773138872647]
[0.81052675026725107,27.770474566808375,0.80300000000000005,0.73499999999999999,-2.1999999999999999E-2,0.314,0.313,2.5219999999999998,null,3.3056925273548829,30.424911396955824,22.33739915972313]
[0.3139712144450576,20.168709963633781,0.99199999999999999,0.59899999999999998,-2.1999999999999999E-2,0.314,0.313,2.5219999999999998,null,2.9788135753847564,19.066091011152267,18.60496218341185]
[0.15691308053949549,9.428784829661172,0.83699999999999997,0.65100000000000002,-2.1999999999999999E-2,0.314,0.313,2.5219999999999998,null,2.1882336018184767,18.325583714276345,21.929080730352435]
[0.41385105675129708,22.024226494270891,0.93500000000000005,0.55700000000000005,-2.1999999999999999E-2,0.314,0.313,2.5219999999999998,null,3.0689992003339275,19.068727930527086,6.1885658083893071]
[0.29062108104556972,19.693802400640543,0.89100000000000001,0.55500000000000005,-2.1999999999999999E-2,0.314,0.313,2.5219999999999998,null,2.9543611666036766,19.003077913273287,16.929334136423009]
[0.38125932899852244,21.446190417021047,0.81599999999999995,0.47499999999999998,-2.1999999999999999E-2,0.314,0.313,2.5219999999999998,null,3.0417668046483128,17.863003914079314,25.551178155232734]
[0.61235586361641425,25.13726101265501,0.95899999999999996,0.376,-2.1999999999999999E-2,0.314,0.313,2.5219999999999998,null,3.2041226593577994,13.175962381419826,10.625683107938137]
[0.29794247600366752,19.844697646525525,0.64500000000000002,0.67600000000000005,-2.1999999999999999E-2,0.314,0.313,2.5219999999999998,null,2.9621956069979056,29.576970962734709,11.31730250778808]
[0.89903606388446866,28.841160521123435,0.91500000000000004,0.79200000000000004,-2.1999999999999999E-2,0.314,0.313,2.5219999999999998,null,3.3442114204638149,30.054669741101915,12.180657133744891]
[8.3320874365215625E-2,8.2272448459408771,0.82699999999999996,0.39300000000000002,-2.1999999999999999E-2,0.314,0.313,2.5219999999999998,null,2.0433542097462589,10.659689601882198,11.868135194026568]
[0.23935509543471789,18.579043608952858,0.58699999999999997,0.53100000000000003,-2.1999999999999999E-2,0.314,0.313,2.5219999999999998,null,2.8944984137523688,24.3945943582799,15.130219470172921]
[0.95872366689377875,29.533653588840551,0.93899999999999995,0.61499999999999999,-2.1999999999999999E-2,0.314,0.313,2.5219999999999998,null,3.3683567542280759,23.057784549932258,11.919690837057889]
[0.88822257329883147,28.713268280585226,0.70299999999999996,0.55600000000000005,-2.1999999999999999E-2,0.314,0.313,2.5219999999999998,null,3.3396876678143603,25.738099397104168,12.218926454008699]
[0.71438369233006827,26.538839958715819,0.81699999999999995,0.59399999999999997,-2.1999999999999999E-2,0.314,0.313,2.5219999999999998,null,3.2594663415888312,23.914431553341046,12.151456426112507]
[0.66405204613994184,25.860901470052461,0.88200000000000001,0.59699999999999998,-2.1999999999999999E-2,0.314,0.313,2.5219999999999998,null,3.2330790885335086,22.492524022996857,7.4960059094877414]
[0.98437086174715638,29.824572778750014,0.73199999999999998,0.73699999999999999,-2.1999999999999999E-2,0.314,0.313,2.5219999999999998,null,3.3783289066748887,33.496843947509653,9.2228410984966338]
[0.88260597699818122,28.646532998216227,0.65100000000000002,0.70599999999999996,-2.1999999999999999E-2,0.314,0.313,2.5219999999999998,null,3.3373189822523996,34.619564084705814,8.2074585861552691]
[0.82487956212133728,27.947933694677197,0.56899999999999995,0.71299999999999997,-2.1999999999999999E-2,0.314,0.313,2.5219999999999998,null,3.3121802626880945,38.411047753261876,8.6226390213185038]
[0.59097389035708847,24.829053939593035,0.59099999999999997,0.42599999999999999,-2.1999999999999999E-2,0.314,0.313,2.5219999999999998,null,3.1915304568771505,21.442084569049069,8.5487691496334808]
[0.50232807739610985,23.487475912590959,0.51300000000000001,0.32800000000000001,-2.1999999999999999E-2,0.314,0.313,2.5219999999999998,null,3.1347918081125727,18.036041405713021,11.265992037607136]
[0.61474412114493449,25.171349787276611,0.60599999999999998,0.58399999999999996,-2.1999999999999999E-2,0.314,0.313,2.5219999999999998,null,3.2055057090885439,28.973792982985973,9.7938334916800827]
[0.1619378992353746,9.499137406706069,0.60399999999999998,0.47,-2.1999999999999999E-2,0.314,0.313,2.5219999999999998,null,2.1960983461078252,16.853923980929316,16.83511348353256]
[0.58638934137456289,24.762248440914284,0.88300000000000001,0.40400000000000003,-2.1999999999999999E-2,0.314,0.313,2.5219999999999998,null,3.1887799889046802,14.996786314382868,18.63758320876347]
[0.15956566120739712,9.4660617607602155,0.85299999999999998,0.625,-2.1999999999999999E-2,0.314,0.313,2.5219999999999998,null,2.1924085246626981,17.373744848607696,14.672327300929618]
[1.859643265377342E-2,6.5246488388221326,0.59399999999999997,0.8,-2.1999999999999999E-2,0.314,0.313,2.5219999999999998,null,1.7935563998061934,25.485594199168897,7.2140123875982516]
[0.3186534242476704,20.261788768192663,0.86599999999999999,0.64400000000000002,-2.1999999999999999E-2,0.314,0.313,2.5219999999999998,null,2.9835367675516675,22.735529233190682,7.7286927331029318]
[0.18837801560054324,9.8525510765027402,0.61199999999999999,0.65400000000000003,-2.1999999999999999E-2,0.314,0.313,2.5219999999999998,null,2.2346952611898625,23.518651180059614,18.039510748610535]
[0.40626558475448338,21.891786410797515,0.63400000000000001,0.66700000000000004,-2.1999999999999999E-2,0.314,0.313,2.5219999999999998,null,3.062824886483285,30.539470625096801,7.7664042709263637]
[0.26341047923228755,19.115610549673388,0.997,0.40600000000000003,-2.1999999999999999E-2,0.314,0.313,2.5219999999999998,null,2.9237599585626173,12.654199027506762,9.1890510958267946]
[0.1441512171822692,9.2448677420838035,0.85,0.502,-2.1999999999999999E-2,0.314,0.313,2.5219999999999998,null,2.1673757243770808,13.880301807397716,9.7515070442136729]
[5.2480369741072952E-2,7.5612587174344803,0.57499999999999996,0.6,-2.1999999999999999E-2,0.314,0.313,2.5219999999999998,null,1.9529483814266286,20.611426670026159,16.765300072126593]
[0.28415545224410954,{"$f":"IF($B$13=\"exact vlaue\",$B$15,(IF(A6618<=$B$17,($B$14+(SQRT(A6618*($B$16-$B$14)*($B$15-$B$14)))),($B$16+((SQRT(A6618)-1)*(SQRT(($B$16-$B$14)*($B$16-$B$15))))))))","v":19.558956382287054},{"$f":"IF($C$13=\"exact value\",$C$15,(RANDBETWEEN(($C$14*1000),($C$16*1000))/1000))","v":0.622},{"$f":"IF($D$13=\"exact value\",$D$15,(RANDBETWEEN(($D$14*1000),($D$16*1000))/1000))","v":0.77400000000000002},{"$f":"IF($E$13=\"exact value\",$E$15,(RANDBETWEEN(($E$14*1000),($E$16*1000))/1000))","v":-2.1999999999999999E-2},{"$f":"IF($F$13=\"exact value\",$F$15,(RANDBETWEEN(($F$14*1000),($F$16*1000))/1000))","v":0.314},{"$f":"IF($G$13=\"exact value\",$G$15,(RANDBETWEEN(($G$14*1000),($G$16*1000))/1000))","v":0.313},{"$f":"IF($H$13=\"exact value\",$H$15,(RANDBETWEEN(($H$14*1000),($H$16*1000))/1000))","v":2.5219999999999998},null,2.94730765961899,34.633952651129853,11.82181326347292]
[0.33643334834949412,20.609157316297701,0.51200000000000001,0.55600000000000005,-2.1999999999999999E-2,0.314,0.313,2.5219999999999998,null,3.0009691662568354,29.304541073066627,14.580096105695937]
[0.856348681458175,28.331694200191308,0.69199999999999995,0.53,-2.1999999999999999E-2,0.314,0.313,2.5219999999999998,null,3.3260678534310459,24.721797808827564,11.348554845191492]
[0.43777651540588869,22.434192907892765,0.84399999999999997,0.79400000000000004,-2.1999999999999999E-2,0.314,0.313,2.5219999999999998,null,3.0878734892225634,29.538714449910405,8.8246334714452495]
[0.96843404658669963,29.644252019791875,0.66300000000000003,0.46200000000000002,-2.1999999999999999E-2,0.314,0.313,2.5219999999999998,null,3.3721595846311274,22.594751501087419,6.5365813528469339]
[2.9098419346679782E-2,6.9071713133158683,0.58399999999999996,0.66400000000000003,-2.1999999999999999E-2,0.314,0.313,2.5219999999999998,null,1.855382550290922,21.849630624947135,8.9039881476814173]
[0.86367733982431083,28.420048554686687,0.67400000000000004,0.68300000000000005,-2.1999999999999999E-2,0.314,0.313,2.5219999999999998,null,3.3292380999539248,32.535495807363418,33.452341526398833]
[0.89754122053857688,28.823526848552781,0.80800000000000005,0.42,-2.1999999999999999E-2,0.314,0.313,2.5219999999999998,null,3.3435889045310994,17.513562475126385,10.590535120324068]
[0.10222664968225137,8.5746791758536069,0.93600000000000005,0.58199999999999996,-2.1999999999999999E-2,0.314,0.313,2.5219999999999998,null,2.0874528992262067,14.621561182071609,13.235668570723595]
[0.67122392532974051,25.959035361020739,0.51700000000000002,0.78800000000000003,-2.1999999999999999E-2,0.314,0.313,2.5219999999999998,null,3.2369421139198047,44.542701842933035,6.4663911461394621]
[0.30721073131548349,20.0330834007991,0.86199999999999999,0.372,-2.1999999999999999E-2,0.314,0.313,2.5219999999999998,null,2.9718911382853932,13.130275573477052,8.4915320380224593]
[0.77295016703064834,27.29828976858002,0.89900000000000002,0.67700000000000005,-2.1999999999999999E-2,0.314,0.313,2.5219999999999998,null,3.2882220142016529,25.581559002223702,7.6466005765427809]
[0.53524437959210469,23.998482483383562,0.59,0.32,-2.1999999999999999E-2,0.314,0.313,2.5219999999999998,null,3.1567848969402492,15.946496631736251,7.3739684752642738]
[0.1446268286343847,9.2518647178970888,0.876,0.59,-2.1999999999999999E-2,0.314,0.313,2.5219999999999998,null,2.1681772748008572,15.960879211857213,36.198948744024641]
[0.97916651602614357,29.765848601886532,0.81499999999999995,0.3,-2.1999999999999999E-2,0.314,0.313,2.5219999999999998,null,3.3763239508323997,12.557834558966494,6.5156681478861049]
[0.87898840755098062,28.60343727713407,0.99299999999999999,0.56000000000000005,-2.1999999999999999E-2,0.314,0.313,2.5219999999999998,null,{"$f":"-LN(-LN(1-(1/B7385)))","v":3.3357863658950171},{"$f":"D7385*(C7385^((E7385*J7385)+F7385-1))*EXP((G7385*J7385)+H7385)","v":19.917864461132606},20.287116086315834]
[0.69950263989699424,26.34095972394703,0.92900000000000005,0.32700000000000001,-2.1999999999999999E-2,0.314,0.313,2.5219999999999998,null,3.251836002760522,11.915258309770493,11.434624295743596]
[0.93482819077367685,29.259081911635896,0.94899999999999995,0.505,-2.1999999999999999E-2,0.314,0.313,2.5219999999999998,null,3.358852841249067,18.725793516240799,14.053868456968489]
[0.10473542483297515,8.6182769523796665,0.82699999999999996,0.497,-2.1999999999999999E-2,0.314,0.313,2.5219999999999998,null,2.0928514314034716,13.69388235225837,24.958150079967929]
[0.70185532224922409,26.372383538956178,0.82399999999999995,0.627,-2.1999999999999999E-2,0.314,0.313,2.5219999999999998,null,3.2530516137830356,25.029368129462387,17.80393919673979]
[0.84193149602942063,28.156770066897913,0.68100000000000005,0.32700000000000001,-2.1999999999999999E-2,0.314,0.313,2.5219999999999998,null,3.3197615841363106,15.408296324012426,12.313464025017678]
[0.194479582467455,9.9305119215383577,0.78900000000000003,0.42199999999999999,-2.1999999999999999E-2,0.314,0.313,2.5219999999999998,null,2.243012219668211,12.623773298054024,7.1540778892701828]
[0.16103961369556075,9.4866414735239424,0.57799999999999996,0.55300000000000005,-2.1999999999999999E-2,0.314,0.313,2.5219999999999998,null,{"$f":"-LN(-LN(1-(1/B7705)))","v":2.1947059396999946},{"$f":"D7705*(C7705^((E7705*J7705)+F7705-1))*EXP((G7705*J7705)+H7705)","v":20.472167138606036},4.9883884463057111]
[0.95854083027595827,29.531565773094677,0.748,0.68400000000000005,-2.1999999999999999E-2,0.314,0.313,2.5219999999999998,null,3.3682848272224275,30.483124382512798,32.853564214896743]
[0.40104719064678696,21.799955638831296,0.75900000000000001,0.32400000000000001,-2.1999999999999999E-2,0.314,0.313,2.5219999999999998,null,3.0585212663723365,12.936167236054004,11.10316731981986]
[0.72897553310513719,26.73088293088264,0.93400000000000005,0.72099999999999997,-2.1999999999999999E-2,0.314,0.313,2.5219999999999998,null,3.2668163217415076,26.288822510775663,13.626896823984142]
[0.81869903937434019,27.871708113908593,0.83399999999999996,0.70899999999999996,-2.1999999999999999E-2,0.314,0.313,2.5219999999999998,null,3.3093986850612107,28.550717440580584,10.625839740614037]
[0.29213746703334431,19.725210077084661,0.54100000000000004,0.53600000000000003,-2.1999999999999999E-2,0.314,0.313,2.5219999999999998,null,2.9559969128403996,26.708767143346762,28.925969083878702]
[0.56234426779722479,24.40750837693469,0.91700000000000004,0.63100000000000001,-2.1999999999999999E-2,0.314,0.313,2.5219999999999998,null,3.1740467424748848,22.658116713181077,15.448034036517134]
[0.66566784711434779,25.883056781891263,0.56999999999999995,0.78500000000000003,-2.1999999999999999E-2,0.314,0.313,2.5219999999999998,null,3.2339525344395668,41.172156292061523,10.823715732144921]
[0.28855658002014706,19.650910045257937,0.94099999999999995,0.42199999999999999,-2.1999999999999999E-2,0.314,0.313,2.5219999999999998,null,2.952122952770448,13.85894946859792,19.196725800647432]
[0.40296963731817304,21.833855041581565,0.85699999999999998,0.35,-2.1999999999999999E-2,0.314,0.313,2.5219999999999998,null,3.0601121093570036,12.759086701839156,25.187480958741311]
[0.36740080588253932,21.192932398193044,0.94699999999999995,0.33600000000000002,-2.1999999999999999E-2,0.314,0.313,2.5219999999999998,null,3.0295975484095421,11.252681145306191,15.88395826573573]
[0.1693237182254399,9.6005939592817775,0.94799999999999995,0.66500000000000004,-2.1999999999999999E-2,0.314,0.313,2.5219999999999998,null,2.20733217472872,17.186992999080001,8.4006366595695852]
[0.54731869527212784,24.181972601089313,0.81799999999999995,0.55000000000000004,-2.1999999999999999E-2,0.314,0.313,2.5219999999999998,null,3.1645654924979376,21.466011248578635,6.1572733181293771]
[0.67215702737982064,25.971764516200981,0.61899999999999999,0.68100000000000005,-2.1999999999999999E-2,0.314,0.313,2.5219999999999998,null,3.2374421032415053,33.593371494451361,7.0609415641392479]
[0.65852695606578049,25.784938925748854,0.93500000000000005,0.47499999999999998,-2.1999999999999999E-2,0.314,0.313,2.5219999999999998,null,3.2300785518348514,17.106444844017673,16.618174956362182]
[0.36421648842472198,21.134068989331176,0.93400000000000005,0.48799999999999999,-2.1999999999999999E-2,0.314,0.313,2.5219999999999998,null,3.0267477681166985,16.499301477001413,6.3547570419652599]
[0.76335718605906866,27.175916474849064,0.63100000000000001,0.50600000000000001,-2.1999999999999999E-2,0.314,0.313,2.5219999999999998,null,3.2836440295908713,24.970452222106612,19.964993472599691]
[2.4697783689138553E-2,6.7570495044654599,0.50900000000000001,0.54,-2.1999999999999999E-2,0.314,0.313,2.5219999999999998,null,1.8315743068527881,19.483513767047913,7.5393516608173989]
[0.16597796474117921,9.554914444053523,0.67300000000000004,0.45900000000000002,-2.1999999999999999E-2,0.314,0.313,2.5219999999999998,null,2.2022899315804643,15.232957495222653,9.9356371641623031]
[0.19020259156696184,9.8759946622069048,0.89900000000000002,0.55000000000000004,-2.1999999999999999E-2,0.314,0.313,2.5219999999999998,null,2.2372035463174611,14.919783303887794,12.218820524363981]
[0.33777867066926248,20.635063194706881,0.95099999999999996,0.60199999999999998,-2.1999999999999999E-2,0.314,0.313,2.5219999999999998,null,3.0022571301374983,19.925344963815352,17.008306467799546]
[0.51811502612128302,23.734583909100028,0.51800000000000002,0.70099999999999996,-2.1999999999999999E-2,0.314,0.313,2.5219999999999998,null,3.1454874584124748,38.399565428258647,22.372411425977528]
[6.5625975825724936E-2,7.8641311035313342,0.55900000000000005,0.34799999999999998,-2.1999999999999999E-2,0.314,0.313,2.5219999999999998,null,1.9950813353963228,12.37176624906369,4.0929963314502844]
[0.72420326298449345,26.668288444331459,0.73199999999999998,0.41899999999999998,-2.1999999999999999E-2,0.314,0.313,2.5219999999999998,null,3.2644266000013218,18.362326032973058,32.925959053545661]
[0.50929393588716831,23.596981956709044,0.89500000000000002,0.79400000000000004,-2.1999999999999999E-2,0.314,0.313,2.5219999999999998,null,3.1395457162336742,28.724978797890422,13.739077111252129]
[0.16595942124450125,9.5546599934092384,0.63800000000000001,0.66300000000000003,-2.1999999999999999E-2,0.314,0.313,2.5219999999999998,null,2.2022617730767595,22.883173305495514,16.135494404270428]
[0.58389445421016972,24.72578349582222,0.82599999999999996,0.61599999999999999,-2.1999999999999999E-2,0.314,0.313,2.5219999999999998,null,3.1872754817425215,24.038319509918917,14.14868059584512]
[2.2647625237688596E-2,6.6825436561085345,0.90300000000000002,0.441,-2.1999999999999999E-2,0.314,0.313,2.5219999999999998,null,1.8195434378914113,10.452963301561155,23.483397913516779]
[0.6349864010651517,25.457659107529167,0.84599999999999997,0.6,-2.1999999999999999E-2,0.314,0.313,2.5219999999999998,null,3.2170469439534783,23.212015127929398,24.19873352842945]
[1.7104967578902897E-2,6.4622314958182452,0.64600000000000002,0.70099999999999996,-2.1999999999999999E-2,0.314,0.313,2.5219999999999998,null,1.7830934133631715,20.941931343438821,19.444879592294363]
[4.1053362853258446E-2,7.2653190408102137,0.64,0.33,-2.1999999999999999E-2,0.314,0.313,2.5219999999999998,null,1.9099843811008479,10.340500476248394,5.0689065348949356]
[0.98478516084869971,29.829240919415362,0.86299999999999999,0.315,-2.1999999999999999E-2,0.314,0.313,2.5219999999999998,null,3.3784881135607234,12.63298345312495,24.0382949717218]
[0.32486749425015582,20.384270092501694,0.877,0.72,-2.1999999999999999E-2,0.314,0.313,2.5219999999999998,null,2.9897181483150193,25.227804426255268,7.3751543820898213]
[0.12957791084442105,9.0245793389561388,0.88700000000000001,0.42199999999999999,-2.1999999999999999E-2,0.314,0.313,2.5219999999999998,null,2.1418052035539383,11.218269629437344,10.470931123552786]
[0.90091773788661778,28.8633365495178,0.879,0.308,-2.1999999999999999E-2,0.314,0.313,2.5219999999999998,null,3.3449937439051789,12.052741446712998,13.41263647929491]
[0.82923269139158151,28.001450410613597,0.86499999999999999,0.54400000000000004,-2.1999999999999999E-2,0.314,0.313,2.5219999999999998,null,3.3141285484860097,21.339884474814088,12.346413411307354]
[0.92203090860951098,29.110590664935447,0.91400000000000003,0.313,-2.1999999999999999E-2,0.314,0.313,2.5219999999999998,null,3.3536751347126899,11.923023749294934,11.416978651662111]
[0.33143493239620381,20.512449844410973,0.90700000000000003,0.33500000000000002,-2.1999999999999999E-2,0.314,0.313,2.5219999999999998,null,2.9961464415981856,11.468058634907884,26.957711415919114]
[0.304018416164473,19.968521662331142,0.999,0.61899999999999999,-2.1999999999999999E-2,0.314,0.313,2.5219999999999998,null,2.9685789613005218,19.536155817087103,10.930688851870311]
[0.2591082934430643,19.021505723469964,0.89200000000000002,0.52500000000000002,-2.1999999999999999E-2,0.314,0.313,2.5219999999999998,null,2.9186895301050986,17.7597347238876,12.81236914437342]
[0.93285562536920108,29.236260116676583,0.69299999999999995,0.56599999999999995,-2.1999999999999999E-2,0.314,0.313,2.5219999999999998,null,3.358058815192174,26.644358019193756,17.898734233231881]
[0.33960357490474791,20.670121714257242,0.57499999999999996,0.64100000000000001,-2.1999999999999999E-2,0.314,0.313,2.5219999999999998,null,3.0039974979592596,30.991710371506684,8.9047346578337763]
[0.96475177633989451,29.602377575242464,0.70399999999999996,0.35899999999999999,-2.1999999999999999E-2,0.314,0.313,2.5219999999999998,null,3.3707214694103507,16.766789230274348,7.1307259775240537]
[0.26733105536808754,19.20070109771985,0.68100000000000005,0.61799999999999999,-2.1999999999999999E-2,0.314,0.313,2.5219999999999998,null,2.9283226527249488,25.677251642305162,12.346036828014345]
[0.53969158533479777,24.066303900266377,0.78500000000000003,0.75600000000000001,-2.1999999999999999E-2,0.314,0.313,2.5219999999999998,null,3.1596678117057908,30.391113879457084,7.8496125755610873]
[2.6001741804151046E-2,6.8028360229146969,0.65200000000000002,0.69499999999999995,-2.1999999999999999E-2,0.314,0.313,2.5219999999999998,null,1.8388962355467908,20.998352536723189,6.0377170511384346]
[0.24073812709373266,18.610603812024465,0.82599999999999996,0.72299999999999998,-2.1999999999999999E-2,0.314,0.313,2.5219999999999998,null,2.8962434590319899,25.725802963827118,14.846858400620116]
[9.2939637631608174E-2,8.4084387487456809,0.68100000000000005,0.47199999999999998,-2.1999999999999999E-2,0.314,0.313,2.5219999999999998,null,2.0665956637904102,14.866225610025099,5.9040017781219527]
[0.33120979720390153,20.508076909388933,0.97899999999999998,0.77800000000000002,-2.1999999999999999E-2,0.314,0.313,2.5219999999999998,null,2.9959278159794098,25.144895779253538,6.9675859999204137]
[0.90323057889509473,28.890562293350659,0.55900000000000005,0.5,-2.1999999999999999E-2,0.314,0.313,2.5219999999999998,null,3.3459533742754939,27.603163297192516,11.190659131024999]
[0.32561127680035007,20.398851501666421,0.71599999999999997,0.49199999999999999,-2.1999999999999999E-2,0.314,0.313,2.5219999999999998,null,2.9904515022907798,20.083308834191445,11.863636040418596]
[0.98476566348975125,29.829021253742344,0.749,0.77300000000000002,-2.1999999999999999E-2,0.314,0.313,2.5219999999999998,null,3.3784806224337562,34.526770307998504,13.008933092318852]
[0.74815175019143598,26.98036143522959,0.61399999999999999,0.73199999999999998,-2.1999999999999999E-2,0.314,0.313,2.5219999999999998,null,3.2762845197082919,36.791351627359433,7.5929322281683751]
[0.60825069738260529,25.078510248948245,0.6,0.42,-2.1999999999999999E-2,0.314,0.313,2.5219999999999998,null,3.2017345237631698,20.969108542265911,12.819112530408331]
[0.69098987263422218,26.226814308850823,0.90100000000000002,0.745,-2.1999999999999999E-2,0.314,0.313,2.5219999999999998,null,3.2474078796014276,27.744317706015906,14.099393966551322]
[0.16840916948504392,9.588152807571964,0.81399999999999995,0.59399999999999997,-2.1999999999999999E-2,0.314,0.313,2.5219999999999998,null,2.2059614051822534,17.162945602493245,13.729603729777891]
[0.97530081523052492,29.722128189915953,0.74199999999999999,0.51900000000000002,-2.1999999999999999E-2,0.314,0.313,2.5219999999999998,null,3.374828636920812,23.320482024688399,14.895289140889618]
[0.21866362804214767,18.095505668129718,0.56999999999999995,0.54500000000000004,-2.1999999999999999E-2,0.314,0.313,2.5219999999999998,null,2.8673742525076547,25.370623547435123,19.577909632979676]
[0.75806465792239708,27.108072854824037,0.68899999999999995,0.61899999999999999,-2.1999999999999999E-2,0.314,0.313,2.5219999999999998,null,3.2810969383250423,28.553158070886788,17.390159908152103]
[0.94762195046372188,29.406519751626124,0.81699999999999995,0.57699999999999996,-2.1999999999999999E-2,0.314,0.313,2.5219999999999998,null,3.3639674233817249,24.013557412717653,10.859057433216272]
[0.20961765798418885,17.876938551160507,0.71299999999999997,0.50600000000000001,-2.1999999999999999E-2,0.314,0.313,2.5219999999999998,null,2.8548678808780728,19.839142929795251,13.847816738034942]
[0.16550326795554682,{"$f":"IF($B$13=\"exact vlaue\",$B$15,(IF(A10714<=$B$17,($B$14+(SQRT(A10714*($B$16-$B$14)*($B$15-$B$14)))),($B$16+((SQRT(A10714)-1)*(SQRT(($B$16-$B$14)*($B$16-$B$15))))))))","v":9.5483962552138486},{"$f":"IF($C$13=\"exact value\",$C$15,(RANDBETWEEN(($C$14*1000),($C$16*1000))/1000))","v":0.81},{"$f":"IF($D$13=\"exact value\",$D$15,(RANDBETWEEN(($D$14*1000),($D$16*1000))/1000))","v":0.51500000000000001},{"$f":"IF($E$13=\"exact value\",$E$15,(RANDBETWEEN(($E$14*1000),($E$16*1000))/1000))","v":-2.1999999999999999E-2},{"$f":"IF($F$13=\"exact value\",$F$15,(RANDBETWEEN(($F$14*1000),($F$16*1000))/1000))","v":0.314},{"$f":"IF($G$13=\"exact value\",$G$15,(RANDBETWEEN(($G$14*1000),($G$16*1000))/1000))","v":0.313},{"$f":"IF($H$13=\"exact value\",$H$15,(RANDBETWEEN(($H$14*1000),($H$16*1000))/1000))","v":2.5219999999999998},null,2.2015683526751273,14.913447342338481,30.285540224080744]
[{"$f":"RAND()","v":0.26311890633229584},19.109257154477689,0.90900000000000003,0.51300000000000001,-2.1999999999999999E-2,0.314,0.313,2.5219999999999998,null,2.9234184420318279,17.135258666051527,18.934145430366801]
[0.94791261142428718,29.409857786397861,0.88100000000000001,0.45900000000000002,-2.1999999999999999E-2,0.314,0.313,2.5219999999999998,null,3.3640829166319035,18.039149079824821,23.026987095589394]
[0.89799208583842316,28.828846952119243,0.61299999999999999,0.35299999999999998,-2.1999999999999999E-2,0.314,0.313,2.5219999999999998,null,3.3437767592881324,18.156665603174645,5.7442638371316734]
[0.66539518141660647,25.879319970295501,0.60299999999999998,0.59,-2.1999999999999999E-2,0.314,0.313,2.5219999999999998,null,3.2338052687304586,29.652321888562771,21.795745163349547]
[0.38375483361068519,21.491302639275613,0.77,0.32,-2.1999999999999999E-2,0.314,0.313,2.5219999999999998,null,3.0439190242929342,12.580037214858423,9.7535604697763869]
[0.17843706903070178,9.7227781684976193,0.65800000000000003,0.70799999999999996,-2.1999999999999999E-2,0.314,0.313,2.5219999999999998,null,2.2206953571712442,24.030897589015041,14.071540130957352]
[0.78869148663058453,{"$f":"IF($B$13=\"exact vlaue\",$B$15,(IF(A11034<=$B$17,($B$14+(SQRT(A11034*($B$16-$B$14)*($B$15-$B$14)))),($B$16+((SQRT(A11034)-1)*(SQRT(($B$16-$B$14)*($B$16-$B$15))))))))","v":27.497460704797593},{"$f":"IF($C$13=\"exact value\",$C$15,(RANDBETWEEN(($C$14*1000),($C$16*1000))/1000))","v":0.85599999999999998},{"$f":"IF($D$13=\"exact value\",$D$15,(RANDBETWEEN(($D$14*1000),($D$16*1000))/1000))","v":0.63700000000000001},{"$f":"IF($E$13=\"exact value\",$E$15,(RANDBETWEEN(($E$14*1000),($E$16*1000))/1000))","v":-2.1999999999999999E-2},{"$f":"IF($F$13=\"exact value\",$F$15,(RANDBETWEEN(($F$14*1000),($F$16*1000))/1000))","v":0.314},{"$f":"IF($G$13=\"exact value\",$G$15,(RANDBETWEEN(($G$14*1000),($G$16*1000))/1000))","v":0.313},{"$f":"IF($H$13=\"exact value\",$H$15,(RANDBETWEEN(($H$14*1000),($H$16*1000))/1000))","v":2.5219999999999998},null,3.2956284632664268,25.040186125015676,23.73772749241294]
[0.34508584959413835,20.774879779016889,0.52200000000000002,0.30399999999999999,-2.1999999999999999E-2,0.314,0.313,2.5219999999999998,null,3.0091798944151975,15.833737736245819,17.727049264267443]
[0.53522528135730085,23.998190622393558,0.628,0.48699999999999999,-2.1999999999999999E-2,0.314,0.313,2.5219999999999998,null,3.1567724726940125,23.150697669316944,18.190735310695167]
[0.89540485449918117,28.79830005035263,0.61499999999999999,0.61399999999999999,-2.1999999999999999E-2,0.314,0.313,2.5219999999999998,null,3.3426976564606039,31.492239997651566,9.2002421223800894]
[0.64984076947655545,25.664868337009064,0.76500000000000001,0.56999999999999995,-2.1999999999999999E-2,0.314,0.313,2.5219999999999998,null,3.2253172937270618,23.859408137280294,13.845056288965626]
[0.57955876122252292,24.662227750194781,0.59299999999999997,0.65,-2.1999999999999999E-2,0.314,0.313,2.5219999999999998,null,3.1846478108162639,32.560516509958276,7.4355312591313574]
[2.1983242386883317E-2,6.657680698554584,0.54800000000000004,0.65900000000000003,-2.1999999999999999E-2,0.314,0.313,2.5219999999999998,null,1.8154961108172041,22.417849038607564,13.581056607055586]
[0.50575551752634818,23.541450860963252,0.96499999999999997,0.34399999999999997,-2.1999999999999999E-2,0.314,0.313,2.5219999999999998,null,3.1371378095454299,11.748312798875908,14.576111838826849]
[0.38295295259891915,21.476822756147655,0.59,0.39700000000000002,-2.1999999999999999E-2,0.314,0.313,2.5219999999999998,null,3.043228721023576,19.067650518000406,8.934107592867278]
[0.97108749170098241,29.674377425982797,0.7,0.48499999999999999,-2.1999999999999999E-2,0.314,0.313,2.5219999999999998,null,3.3731929187736522,22.767883893066156,19.874569205556767]
[0.98839472698917508,29.869870454238164,0.80200000000000005,0.63900000000000001,-2.1999999999999999E-2,0.314,0.313,2.5219999999999998,null,3.3798727138901667,27.107748778939381,8.3197898849976131]
[0.52961918976386091,23.912291523505964,0.84499999999999997,0.749,-2.1999999999999999E-2,0.314,0.313,2.5219999999999998,null,3.1531091026153484,28.420905431179872,24.495719318736018]
[0.5799529554852545,24.668015939666432,0.99399999999999999,0.79600000000000004,-2.1999999999999999E-2,0.314,0.313,2.5219999999999998,null,3.1848874058062213,26.984529867242038,19.659864383826299]
[0.22591201842804831,18.267396683798594,0.72099999999999997,0.73,-2.1999999999999999E-2,0.314,0.313,2.5219999999999998,null,2.8771010600885978,28.586334144920606,20.858471175895257]
[0.27874124714453663,19.444853824643765,0.873,0.58399999999999996,-2.1999999999999999E-2,0.314,0.313,2.5219999999999998,null,2.9413000724418352,20.221242503737226,13.302146910229972]
[4.2748767606636706E-2,7.3116219307727608,0.76500000000000001,0.64100000000000001,-2.1999999999999999E-2,0.314,0.313,2.5219999999999998,null,1.9168300064198533,17.677697471455051,9.1349451781212903]
[2.7638573450305959E-3,5.5877773116826006,0.71,0.49299999999999999,-2.1999999999999999E-2,0.314,0.313,2.5219999999999998,null,1.6236081960151951,13.067459782797549,8.8830493139638786]
[0.79371255521539341,27.56057213364722,0.72899999999999998,0.441,-2.1999999999999999E-2,0.314,0.313,2.5219999999999998,null,3.2979639481638232,19.595846205564168,16.252814571238876]
[2.3517915056290306E-3,5.5421936353403911,0.98099999999999998,0.61499999999999999,-2.1999999999999999E-2,0.314,0.313,2.5219999999999998,null,1.6145494013921462,12.872094368856091,6.1901397998968744]
[0.36191254762156511,21.09131910289317,0.95799999999999996,0.54400000000000004,-2.1999999999999999E-2,0.314,0.313,2.5219999999999998,null,3.0246729942162314,18.033052900647068,9.7376481748768775]
[0.2411343038192072,18.619627684704838,0.59299999999999997,0.56000000000000005,-2.1999999999999999E-2,0.314,0.313,2.5219999999999998,null,2.896741852700718,25.550078669540603,14.394099121468351]
[0.42929302916124168,22.290139812336484,0.82799999999999996,0.70799999999999996,-2.1999999999999999E-2,0.314,0.313,2.5219999999999998,null,3.0812820165032644,26.666328723711608,9.9748408617348332]
[9.4523096465274348E-2,8.4373517507173013,0.92300000000000004,0.432,-2.1999999999999999E-2,0.314,0.313,2.5219999999999998,null,2.0702546882409343,10.905594148542567,14.000070461564615]
[3.6690851903476762E-2,7.1415780368538044,0.71599999999999997,0.32600000000000001,-2.1999999999999999E-2,0.314,0.313,2.5219999999999998,null,1.8914557430406034,9.3581237764856482,19.26529775944655]
[0.15109523491295851,9.3459066216521283,0.51800000000000002,0.41299999999999998,-2.1999999999999999E-2,0.314,0.313,2.5219999999999998,null,2.1788883842570739,16.485027218578274,14.536954684562467]
[0.37176042219315764,21.273109540397101,0.93400000000000005,0.76400000000000001,-2.1999999999999999E-2,0.314,0.313,2.5219999999999998,null,3.0334661763734858,25.885510767338811,5.5721057275615626]
[0.25606914530384128,18.954556530617669,0.79200000000000004,0.34599999999999997,-2.1999999999999999E-2,0.314,0.313,2.5219999999999998,null,2.9150665412005541,12.781839768388423,14.200154903879984]
[0.63737980481282486,25.491208147751685,0.71399999999999997,0.33300000000000002,-2.1999999999999999E-2,0.314,0.313,2.5219999999999998,null,3.2183906386145194,14.65365800879316,14.430460190755953]
[0.92869037750164363,29.187990456615509,0.82599999999999996,0.78400000000000003,-2.1999999999999999E-2,0.314,0.313,2.5219999999999998,null,3.3563773153995,32.280111485105074,13.242814154033063]
[0.23712568192954409,18.527976752084406,0.98,0.53800000000000003,-2.1999999999999999E-2,0.314,0.313,2.5219999999999998,null,2.8916683257887308,16.816150333548411,16.62249524393097]
[0.29726233264654711,19.830758463506761,0.504,0.33500000000000002,-2.1999999999999999E-2,0.314,0.313,2.5219999999999998,null,2.9614744571393716,17.636853161836115,12.80856938726037]
[0.47144367498906492,22.992555633036869,0.95799999999999996,0.48399999999999999,-2.1999999999999999E-2,0.314,0.313,2.5219999999999998,null,3.1130196403947039,16.495339764957944,14.269325089893552]
[0.51615398894751463,23.704095183704677,0.94599999999999995,0.34100000000000003,-2.1999999999999999E-2,0.314,0.313,2.5219999999999998,null,3.1441739775245678,11.84819206840533,22.541849208944274]
[0.95350789621068699,29.474016195071012,0.80200000000000005,0.60599999999999998,-2.1999999999999999E-2,0.314,0.313,2.5219999999999998,null,3.3663001560680801,25.597151010416685,18.419106540982799]
[0.71147821107205933,26.500367532509436,0.83199999999999996,0.42,-2.1999999999999999E-2,0.314,0.313,2.5219999999999998,null,3.2579873833518467,16.669877572591353,19.446223161040106]
[0.85236712773202483,28.283534035801786,0.80900000000000005,0.32200000000000001,-2.1999999999999999E-2,0.314,0.313,2.5219999999999998,null,3.3243355739398037,13.332662812442734,5.6057580969812433]
[0.2722613662881016,19.306825662928876,0.85499999999999998,0.38100000000000001,-2.1999999999999999E-2,0.314,0.313,2.5219999999999998,null,2.9339841921598877,13.369250051190306,24.265182342706073]
[0.54151738845612662,24.094067085044141,0.53600000000000003,0.63500000000000001,-2.1999999999999999E-2,0.314,0.313,2.5219999999999998,null,3.1608455595723126,34.068874897095412,9.0304532189830393]
[0.50526681505293369,23.533766032467895,0.90800000000000003,0.30499999999999999,-2.1999999999999999E-2,0.314,0.313,2.5219999999999998,null,3.1368041272167035,10.905233967602891,19.028188031323076]
[0.90868886673921789,28.954676974763739,0.61,0.47399999999999998,-2.1999999999999999E-2,0.314,0.313,2.5219999999999998,null,3.3482096033112483,24.506517302658978,14.816720619589459]
[0.63558823349076099,25.466101110663441,0.65600000000000003,0.68799999999999994,-2.1999999999999999E-2,0.314,0.313,2.5219999999999998,null,3.2173852302542389,32.269756414113402,7.367364824502614]
[0.3683001226326581,21.209510397447332,0.64700000000000002,0.38600000000000001,-2.1999999999999999E-2,0.314,0.313,2.5219999999999998,null,3.0303986823402012,17.224204333484952,16.741320104728523]
[0.4651528030108294,22.889776005253875,0.73,0.30199999999999999,-2.1999999999999999E-2,0.314,0.313,2.5219999999999998,null,3.1084381566234431,12.616760745549938,13.575971527241146]
[0.54432509082239322,24.1366698730879,0.55800000000000005,0.4,-2.1999999999999999E-2,0.314,0.313,2.5219999999999998,null,3.1626501275012586,20.830543701774271,22.441513753960074]
[0.53995903576264537,24.070373687313115,0.89200000000000002,0.78,-2.1999999999999999E-2,0.314,0.313,2.5219999999999998,null,3.1598405438062889,28.471855296104025,11.925682754016485]
[0.38373224412135809,21.490894939115982,0.54400000000000004,0.46500000000000002,-2.1999999999999999E-2,0.314,0.313,2.5219999999999998,null,3.0438995944168723,23.746444529436399,9.6661117389543705]
[0.59316246858380206,24.860854253418417,0.57999999999999996,0.67400000000000004,-2.1999999999999999E-2,0.314,0.313,2.5219999999999998,null,3.1928370629223566,34.424847941379916,8.2826389658699178]
[0.34634112565047181,20.798748891370408,0.52900000000000003,0.75900000000000001,-2.1999999999999999E-2,0.314,0.313,2.5219999999999998,null,3.0103569538610575,39.153193235506265,11.585490205330254]
[0.44358672643572472,22.532048760024232,0.76500000000000001,0.61599999999999999,-2.1999999999999999E-2,0.314,0.313,2.5219999999999998,null,3.092326441040206,24.714233066465084,17.22820792236557]
[0.91416481853778664,29.018805936049816,0.85199999999999998,0.55100000000000005,-2.1999999999999999E-2,0.314,0.313,2.5219999999999998,null,3.350461253012206,22.117203148022739,19.261493784347429]
[0.3558765263892274,20.978670403875647,0.88800000000000001,0.70099999999999996,-2.1999999999999999E-2,0.314,0.313,2.5219999999999998,null,3.0191851170796529,24.560338948928091,7.9121573194059565]
[0.8799915095291323,28.615395996331834,0.93500000000000005,0.69799999999999995,-2.1999999999999999E-2,0.314,0.313,2.5219999999999998,null,3.3362118902919335,25.99063408407066,13.374040125583029]
[0.41706475723648451,22.079970439526456,0.66300000000000003,0.54800000000000004,-2.1999999999999999E-2,0.314,0.313,2.5219999999999998,null,3.0715866044114764,24.328075343451331,6.9423963777072899]
[0.32738827477851695,20.433621198062667,0.97,0.32,-2.1999999999999999E-2,0.314,0.313,2.5219999999999998,null,2.9921980332173517,10.402267353229936,25.322077892757328]
[0.76368273009327681,27.180081854136173,0.94899999999999995,0.68,-2.1999999999999999E-2,0.314,0.313,2.5219999999999998,null,3.2838002015360943,24.627368525899467,20.965023729686628]
[0.50978186322033159,23.60462421866805,0.97,0.498,-2.1999999999999999E-2,0.314,0.313,2.5219999999999998,null,3.1398766419496313,16.956059163103337,5.5000959654557739]
[0.76039173836694163,27.137932205947585,0.99299999999999999,0.61599999999999999,-2.1999999999999999E-2,0.314,0.313,2.5219999999999998,null,3.2822187643711764,21.545183385003746,9.0394046381176363]
[0.83647049125713557,28.090120835945619,0.52200000000000002,0.79100000000000004,-2.1999999999999999E-2,0.314,0.313,2.5219999999999998,null,3.3173482781956429,45.571263714617118,20.557825565027819]
[0.49487162036413646,23.369412728928079,0.874,0.58399999999999996,-2.1999999999999999E-2,0.314,0.313,2.5219999999999998,null,3.1296409619274712,21.442672072397471,8.4203365832357964]
[0.59836174724753843,24.936165995944538,0.86899999999999999,0.67800000000000005,-2.1999999999999999E-2,0.314,0.313,2.5219999999999998,null,3.1959246652087825,25.53146449393391,14.692723174352381]
[0.26582718278528861,19.16813592275026,0.65200000000000002,0.56100000000000005,-2.1999999999999999E-2,0.314,0.313,2.5219999999999998,null,2.9265789142326222,24.069185688386053,15.021222704716875]
[0.72550716502286006,26.685411228445041,0.99099999999999999,0.78,-2.1999999999999999E-2,0.314,0.313,2.5219999999999998,null,3.2650808785296337,27.176708988399501,16.564280572367799]
[0.57181395573500249,24.548104269619305,0.69899999999999995,0.432,-2.1999999999999999E-2,0.314,0.313,2.5219999999999998,null,3.1799120441922231,19.081032746916161,18.512989562264298]
[0.71785250938889844,26.584669382366535,0.72599999999999998,0.441,-2.1999999999999999E-2,0.314,0.313,2.5219999999999998,null,3.2612252670844133,19.427462721218362,7.2500862557123646]
[9.8748115708930939E-3,6.1110137021484645,0.82299999999999995,0.54600000000000004,-2.1999999999999999E-2,0.314,0.313,2.5219999999999998,null,{"$f":"-LN(-LN(1-(1/B14169)))","v":1.7220753551253631},{"$f":"D14169*(C14169^((E14169*J14169)+F14169-1))*EXP((G14169*J14169)+H14169)","v":13.421871016825717},11.172550192736413]
[0.65366875308036498,25.717881465880275,0.94,0.41899999999999998,-2.1999999999999999E-2,0.314,0.313,2.5219999999999998,null,3.2274222632370129,15.01633627538377,7.5915113733906567]
[0.5000134269966644,23.450920823876721,0.95799999999999996,0.42299999999999999,-2.1999999999999999E-2,0.314,0.313,2.5219999999999998,null,3.1331998218119059,14.508005797453837,12.220090067612192]
[0.87487417833128633,28.554316977706684,0.91,0.67400000000000004,-2.1999999999999999E-2,0.314,0.313,2.5219999999999998,null,3.3340366271765713,25.601296585317218,8.2529276597249375]
[0.8630791875724253,28.412851311127366,0.629,0.48599999999999999,-2.1999999999999999E-2,0.314,0.313,2.5219999999999998,null,3.3289802310901253,24.396140194626046,5.7759765525127005]
[0.3750803564849462,21.333851186027132,0.56999999999999995,0.34300000000000003,-2.1999999999999999E-2,0.314,0.313,2.5219999999999998,null,3.036387086303967,16.869845492113669,13.914598096725699]
[0.31055416606644071,20.100342776671781,0.64300000000000002,0.496,-2.1999999999999999E-2,0.314,0.313,2.5219999999999998,null,2.9753300775796561,21.844527231932734,16.336846515641906]
[0.5584504540538926,24.349353948096329,0.83399999999999996,0.39900000000000002,-2.1999999999999999E-2,0.314,0.313,2.5219999999999998,null,3.1716105915164663,15.380646956101392,11.732059600183225]
[0.19123337324990297,9.8891892636957586,0.77800000000000002,0.52200000000000002,-2.1999999999999999E-2,0.314,0.313,2.5219999999999998,null,2.2386125008773416,15.755141900410941,17.788980594975701]
[2.5790285959218506E-3,5.5677839153148243,0.90500000000000003,0.61499999999999999,-2.1999999999999999E-2,0.314,0.313,2.5219999999999998,null,1.6196450952622423,13.665159220408729,9.331018182888835]
[7.2738985709571713E-3,5.9535393654011592,0.72499999999999998,0.77400000000000002,-2.1999999999999999E-2,0.314,0.313,2.5219999999999998,null,1.6934526040920779,20.66527037522691,30.747446386362665]
[0.16680302419334658,9.5662214164633248,0.79900000000000004,0.32400000000000001,-2.1999999999999999E-2,0.314,0.313,2.5219999999999998,null,2.2035404039685722,9.483079064741835,7.6418167935241481]
[0.22336648944946902,18.207349593088402,0.50800000000000001,0.66800000000000004,-2.1999999999999999E-2,0.314,0.313,2.5219999999999998,null,2.8737139192994552,33.968499397125719,20.107154653764034]
[0.23469653967844539,18.472060868035271,0.80500000000000005,0.79900000000000004,-2.1999999999999999E-2,0.314,0.313,2.5219999999999998,null,2.8885602895001585,28.913592541031726,17.259993561534493]
[4.4061310849473956E-2,7.3468412507419938,0.73199999999999998,0.73299999999999998,-2.1999999999999999E-2,0.314,0.313,2.5219999999999998,null,1.922005676092021,20.909099944380731,31.424513181801416]
[0.80812675573180659,27.740647988756997,0.88900000000000001,0.49399999999999999,-2.1999999999999999E-2,0.314,0.313,2.5219999999999998,null,3.3045979516657487,18.923162305579169,10.937676804669628]
[0.86213770222122599,28.401517871460751,0.55500000000000005,0.78100000000000003,-2.1999999999999999E-2,0.314,0.313,2.5219999999999998,null,3.3285740322550943,43.107095615826196,6.3160795208437337]
[0.12659289196406953,8.9779531791498872,0.97799999999999998,0.629,-2.1999999999999999E-2,0.314,0.313,2.5219999999999998,null,2.1363078898949865,15.538896798489271,10.99886476039177]
[0.67916630411831302,26.067102296080449,0.88,0.66900000000000004,-2.1999999999999999E-2,0.314,0.313,2.5219999999999998,null,3.2411789533713962,25.313219388243578,13.026784253476952]
[0.34166636239504844,20.709637022904296,0.93400000000000005,0.40100000000000002,-2.1999999999999999E-2,0.314,0.313,2.5219999999999998,null,3.0059554832270354,13.46945930263148,10.33905738080648]
[0.54429712528954544,24.136246079377901,0.97399999999999998,0.3,-2.1999999999999999E-2,0.314,0.313,2.5219999999999998,null,3.1626321924880645,10.255724091940003,15.908700148273471]
[0.1435364331580814,9.2358061977338117,0.59599999999999997,0.33300000000000002,-2.1999999999999999E-2,0.314,0.313,2.5219999999999998,null,2.1663367059852066,11.942817641972489,10.647316865158885]
[9.186974798130465E-3,6.0716211316348279,0.88,0.74099999999999999,-2.1999999999999999E-2,0.314,0.313,2.5219999999999998,null,1.7149921921549933,17.314680517106353,19.228748267513783]
[0.4033627044362007,21.840776214375175,0.83799999999999997,0.68200000000000005,-2.1999999999999999E-2,0.314,0.313,2.5219999999999998,null,3.0604365975843257,25.288060890697452,23.557747634008155]
[0.58571055616291889,24.752335099110624,0.78300000000000003,0.77100000000000002,-2.1999999999999999E-2,0.314,0.313,2.5219999999999998,null,3.1883711983856555,31.338996566865063,11.152315509568368]
[0.40898788518425233,21.939458077209196,0.60699999999999998,0.79700000000000004,-2.1999999999999999E-2,0.314,0.313,2.5219999999999998,null,3.0650517196691416,37.735200869957403,10.180420866650071]
[0.96643645966698621,29.621545540776964,0.68400000000000005,0.38600000000000001,-2.1999999999999999E-2,0.314,0.313,2.5219999999999998,null,3.3713800212786897,18.431012987648323,23.376370936398505]
[0.26297311105153554,19.106078944263956,0.73399999999999999,0.56499999999999995,-2.1999999999999999E-2,0.314,0.313,2.5219999999999998,null,2.923247558661803,22.15532645073057,9.6932139088658147]
[0.45614997719379968,22.74147201197934,0.54,0.67200000000000004,-2.1999999999999999E-2,0.314,0.313,2.5219999999999998,null,3.1017901598548532,35.167249427408237,17.541516708121978]
[0.57643465416503614,24.616284826559063,0.56599999999999995,0.64800000000000002,-2.1999999999999999E-2,0.314,0.313,2.5219999999999998,null,3.1827440204674451,33.603551355801336,16.846798326017833]
[0.65636524426255738,25.755131609847076,0.63600000000000001,0.47799999999999998,-2.1999999999999999E-2,0.314,0.313,2.5219999999999998,null,3.2288986919203149,23.037017215826545,7.9756233124747986]
[0.17591804249761989,9.6893235452677473,0.94599999999999995,0.67600000000000005,-2.1999999999999999E-2,0.314,0.313,2.5219999999999998,null,2.2170542064334566,17.55195124533553,7.7323563775238746]
[0.68157906926354761,26.099805988702194,0.61099999999999999,0.58099999999999996,-2.1999999999999999E-2,0.314,0.313,2.5219999999999998,null,3.2424575933626212,28.991179646488856,18.769436793828355]
[0.16881020978960759,9.5936125461014825,0.56299999999999994,0.52,-2.1999999999999999E-2,0.314,0.313,2.5219999999999998,null,2.2065631925304601,19.70171481709534,8.7204578850291448]
[0.18639607168837036,9.8269564904861433,0.56399999999999995,0.51300000000000001,-2.1999999999999999E-2,0.314,0.313,2.5219999999999998,null,2.2319496185820835,19.572293674364417,20.711122200850497]
[0.36327274378511643,21.116574095600456,0.56799999999999995,0.59299999999999997,-2.1999999999999999E-2,0.314,0.313,2.5219999999999998,null,3.025899211527272,29.143284954771641,15.324636643040268]
[0.67343903298630181,25.989238930357473,0.95,0.307,-2.1999999999999999E-2,0.314,0.313,2.5219999999999998,null,3.238128074902638,10.951405778767286,25.643142171742763]
[0.19614155660657984,9.9515345677701248,0.71699999999999997,0.79800000000000004,-2.1999999999999999E-2,0.314,0.313,2.5219999999999998,null,2.2452431283118508,25.630045849261098,10.691585606153861]
[0.26948387629292692,19.247159737437805,0.70699999999999996,0.49,-2.1999999999999999E-2,0.314,0.313,2.5219999999999998,null,2.9308050782869839,19.810283981201643,8.3030247865969713]
[0.54379604781268498,24.128650833196676,0.91,0.77800000000000002,-2.1999999999999999E-2,0.314,0.313,2.5219999999999998,null,3.1623107059636579,27.995195188808673,9.6952155351000648]
[0.5764359240078456,24.616303526045982,0.96599999999999997,0.46899999999999997,-2.1999999999999999E-2,0.314,0.313,2.5219999999999998,null,3.1827447960778046,16.235471511702727,8.8560109667085865]
[0.90051006996427763,28.858534041308747,0.79700000000000004,0.33400000000000002,-2.1999999999999999E-2,0.314,0.313,2.5219999999999998,null,3.344824373482119,14.078746124398126,5.7165541773456887]
[0.21234291084760915,17.943273613085946,0.84399999999999997,0.34100000000000003,-2.1999999999999999E-2,0.314,0.313,2.5219999999999998,null,2.8586801289307386,11.797740984531593,16.337061662113356]
[0.13007109396391492,9.0322309886078394,0.56499999999999995,0.754,-2.1999999999999999E-2,0.314,0.313,2.5219999999999998,null,2.142704461492928,27.906917234616067,17.227120878165174]
[0.33929507298868544,20.664201663784674,0.53800000000000003,0.60699999999999998,-2.1999999999999999E-2,0.314,0.313,2.5219999999999998,null,3.0037038285840172,30.850274702942997,12.516384773927566]
[0.51207846593664141,23.640546208292282,0.96499999999999997,0.54300000000000004,-2.1999999999999999E-2,0.314,0.313,2.5219999999999998,null,3.1414306723041432,18.569572090313144,15.482587433281187]
[0.91969950671044043,29.083427885504559,0.54200000000000004,0.38300000000000001,-2.1999999999999999E-2,0.314,0.313,2.5219999999999998,null,3.3527250941508178,21.693821333281164,15.72138359949663]
[0.45105064791292393,22.656820814529709,0.67,0.748,-2.1999999999999999E-2,0.314,0.313,2.5219999999999998,null,3.0979756013823376,33.226123102929108,12.033082308057896]
[0.7818036612030933,27.410557682519695,0.75800000000000001,0.79900000000000004,-2.1999999999999999E-2,0.314,0.313,2.5219999999999998,null,3.2924035983147326,34.407288841335259,10.276699858500432]
[0.38474155241282937,21.509099466446962,0.53800000000000003,0.63500000000000001,-2.1999999999999999E-2,0.314,0.313,2.5219999999999998,null,3.0447668046216845,32.709140989642826,13.78466736691383]
[0.60134550020852784,24.97923804788304,0.65500000000000003,0.77500000000000002,-2.1999999999999999E-2,0.314,0.313,2.5219999999999998,null,3.1976862398766248,36.16204204012044,12.468763285416625]
[0.21980960852320397,18.122869445643076,0.87,0.4,-2.1999999999999999E-2,0.314,0.313,2.5219999999999998,null,2.8689290375300147,13.57198254499596,16.008258571886401]
[0.12359377853638842,8.9305498746420398,0.81599999999999995,0.60399999999999998,-2.1999999999999999E-2,0.314,0.313,2.5219999999999998,null,2.13068772313038,17.009086179140912,15.559756337560176]
[0.28093699025951824,19.491260788882734,0.76500000000000001,0.66800000000000004,-2.1999999999999999E-2,0.314,0.313,2.5219999999999998,null,2.9437477926837339,25.56028507457863,13.238545205087828]
[0.32006369234094145,20.289689633460924,0.56100000000000005,0.66600000000000004,-2.1999999999999999E-2,0.314,0.313,2.5219999999999998,null,2.9849482327181316,32.60004365836388,16.031629321639922]
[0.37227850795369177,21.282606265280151,0.78,0.35599999999999998,-2.1999999999999999E-2,0.314,0.313,2.5219999999999998,null,3.0339234127823391,13.815924176320072,17.453500621211244]
[0.70493430009476377,26.413428727069036,0.69699999999999995,0.72299999999999998,-2.1999999999999999E-2,0.314,0.313,2.5219999999999998,null,3.2546371987812543,32.780272528023787,9.3057134599641422]
[0.14098801072646394,9.1980354144299437,0.58099999999999996,0.53600000000000003,-2.1999999999999999E-2,0.314,0.313,2.5219999999999998,null,2.1619941258112831,19.558530668072624,16.344836960227592]
[0.21389371673875535,17.980831641104572,0.70899999999999996,0.55200000000000005,-2.1999999999999999E-2,0.314,0.313,2.5219999999999998,null,2.8608321431653629,21.775662052727533,7.4675560320566703]
[0.57046535833693057,24.528153197367757,0.504,0.50600000000000001,-2.1999999999999999E-2,0.314,0.313,2.5219999999999998,null,3.179081828564406,28.61090924632925,18.08484134920829]
[0.43159436000954077,22.329356984818954,0.73899999999999999,0.68700000000000006,-2.1999999999999999E-2,0.314,0.313,2.5219999999999998,null,3.083080796103419,28.207391694399799,22.452122927710395]
[0.49096728810453771,23.307237893035367,0.83599999999999997,0.308,-2.1999999999999999E-2,0.314,0.313,2.5219999999999998,null,3.1269176996525463,11.684616555107439,22.474474740651793]
[0.82329854224242538,27.928461929894716,0.84599999999999997,0.51500000000000001,-2.1999999999999999E-2,0.314,0.313,2.5219999999999998,null,3.3114704464812776,20.52839894400439,20.828902601842099]
[1.3315017220477676E-2,6.2901074190003365,0.66600000000000004,0.45100000000000001,-2.1999999999999999E-2,0.314,0.313,2.5219999999999998,null,1.7536570931280766,13.05438074360077,13.870465184649571]
[0.84422068351134516,28.184644309953224,0.65300000000000002,0.38200000000000001,-2.1999999999999999E-2,0.314,0.313,2.5219999999999998,null,3.3207691592034938,18.58880561319182,19.361725003357197]
[0.15246766920416088,9.365599460614785,0.98199999999999998,0.79,-2.1999999999999999E-2,0.314,0.313,2.5219999999999998,null,2.1811168581178091,19.733137264589313,14.701307390813696]
[0.59618935230729408,24.904738730026736,0.85299999999999998,0.68,-2.1999999999999999E-2,0.314,0.313,2.5219999999999998,null,3.1946373812514759,25.95864339301297,18.945988992877794]
[0.63489827674469446,25.456422637357129,0.54200000000000004,0.67,-2.1999999999999999E-2,0.314,0.313,2.5219999999999998,null,3.2169973867501547,36.305111381495792,12.013402085524957]
[0.51670210156509178,{"$f":"IF($B$13=\"exact vlaue\",$B$15,(IF(A17498<=$B$17,($B$14+(SQRT(A17498*($B$16-$B$14)*($B$15-$B$14)))),($B$16+((SQRT(A17498)-1)*(SQRT(($B$16-$B$14)*($B$16-$B$15))))))))","v":23.712622648043421},{"$f":"IF($C$13=\"exact value\",$C$15,(RANDBETWEEN(($C$14*1000),($C$16*1000))/1000))","v":0.5},{"$f":"IF($D$13=\"exact value\",$D$15,(RANDBETWEEN(($D$14*1000),($D$16*1000))/1000))","v":0.36399999999999999},{"$f":"IF($E$13=\"exact value\",$E$15,(RANDBETWEEN(($E$14*1000),($E$16*1000))/1000))","v":-2.1999999999999999E-2},{"$f":"IF($F$13=\"exact value\",$F$15,(RANDBETWEEN(($F$14*1000),($F$16*1000))/1000))","v":0.314},{"$f":"IF($G$13=\"exact value\",$G$15,(RANDBETWEEN(($G$14*1000),($G$16*1000))/1000))","v":0.313},{"$f":"IF($H$13=\"exact value\",$H$15,(RANDBETWEEN(($H$14*1000),($H$16*1000))/1000))","v":2.5219999999999998},null,3.1445415220013473,20.472671779854156,19.046512593126366]
[0.50561566477098263,23.539252060877729,0.89100000000000001,0.77600000000000002,-2.1999999999999999E-2,0.314,0.313,2.5219999999999998,null,3.137042346995647,28.14665196460663,24.288718074691577]
[0.38041721474138657,21.430933885872005,0.55600000000000005,0.74199999999999999,-2.1999999999999999E-2,0.314,0.313,2.5219999999999998,null,3.0410378943079652,37.239982751529716,14.533076291633824]
[0.20007321119052002,17.64115033729955,0.505,0.434,-2.1999999999999999E-2,0.314,0.313,2.5219999999999998,null,2.8411982991957512,21.932323589888355,23.267976876372135]
[0.242758475267289,18.656544813510976,0.71799999999999997,0.79700000000000004,-2.1999999999999999E-2,0.314,0.313,2.5219999999999998,null,2.8987782227814747,31.525795144132641,6.6170592504880013]
[0.40828152237558879,21.927103859554887,0.84299999999999997,0.69899999999999995,-2.1999999999999999E-2,0.314,0.313,2.5219999999999998,null,3.0644751069571909,25.835544671174812,8.4084154040177435]
[2.4576138560680083E-2,6.752717124947722,0.60699999999999998,0.56399999999999995,-2.1999999999999999E-2,0.314,0.313,2.5219999999999998,null,1.8308787001951476,17.902527169674777,20.178455007270422]
[0.2396070752795717,18.584800462971828,0.755,0.67400000000000004,-2.1999999999999999E-2,0.314,0.313,2.5219999999999998,null,2.8948169523775436,25.642276930169892,6.2595093778190813]
[4.9831770836466283E-2,7.4957907273163524,0.92700000000000005,0.496,-2.1999999999999999E-2,0.314,0.313,2.5219999999999998,null,1.9436021351687909,11.994033474015797,20.368541778615793]
[0.47867521521893686,23.109860215883753,0.752,0.44700000000000001,-2.1999999999999999E-2,0.314,0.313,2.5219999999999998,null,3.1182230560277846,18.317972728789957,8.7074918310920886]
[0.10442543434532336,8.6129183900505453,0.73799999999999999,0.36099999999999999,-2.1999999999999999E-2,0.314,0.313,2.5219999999999998,null,2.0921894755755135,10.808971975334506,9.4654059454865394]
[0.73170607256736087,26.766605350802898,0.69099999999999995,0.53600000000000003,-2.1999999999999999E-2,0.314,0.313,2.5219999999999998,null,3.2681775704602471,24.568127691792679,9.0504441397910487]
[0.6782399664176294,26.054530872964147,0.63,0.59599999999999997,-2.1999999999999999E-2,0.314,0.313,2.5219999999999998,null,3.2406870038563995,29.041261130622349,4.9055166049764551]
[0.55804115637789542,24.343229294107683,0.99,0.36699999999999999,-2.1999999999999999E-2,0.314,0.313,2.5219999999999998,null,3.1713536773637832,12.426558667771388,10.213666994844866]
[0.81561003711947244,27.833503015096287,0.99299999999999999,0.67300000000000004,-2.1999999999999999E-2,0.314,0.313,2.5219999999999998,null,3.3080016109048884,23.729634416075228,10.42026983808044]
[{"$f":"RAND()","v":0.61670061420047051},25.199226463368959,0.61899999999999999,0.69299999999999995,-2.1999999999999999E-2,0.314,0.313,2.5219999999999998,null,{"$f":"-LN(-LN(1-(1/B18265)))","v":3.2066353011826187},{"$f":"D18265*(C18265^((E18265*J18265)+F18265-1))*EXP((G18265*J18265)+H18265)","v":33.846271714919851},12.64389215716982]
[9.3198782817062176E-3,6.0793446091092855,0.80900000000000005,0.57999999999999996,-2.1999999999999999E-2,0.314,0.313,2.5219999999999998,null,1.7163849286913893,14.409777122543765,20.654115273831284]
[0.18517850450872131,9.8111654579311818,0.54600000000000004,0.79,-2.1999999999999999E-2,0.314,0.313,2.5219999999999998,null,2.2302518705711627,30.850758790577359,16.903773007153177]
[0.35079311602185859,20.883056782746269,0.60899999999999999,0.55100000000000005,-2.1999999999999999E-2,0.314,0.313,2.5219999999999998,null,3.0145033770322711,25.600757999706278,33.316347860633414]
[0.26939004952967671,19.245138798667572,0.84299999999999997,0.318,-2.1999999999999999E-2,0.314,0.313,2.5219999999999998,null,2.9306972215851661,11.265858237943585,15.653445978224136]
[0.30907839174446428,20.070699708882085,0.72499999999999998,0.442,-2.1999999999999999E-2,0.314,0.313,2.5219999999999998,null,2.97381589983822,17.778762318443846,11.710772230484526]
[0.28875064331630884,19.654948450698601,0.56399999999999995,0.66100000000000003,-2.1999999999999999E-2,0.314,0.313,2.5219999999999998,null,2.9523338991633339,31.885446356778754,5.9179935180662451]
[{"$f":"RAND()","v":0.78970554996431064},27.510222946875494,0.53200000000000003,0.36399999999999999,-2.1999999999999999E-2,0.314,0.313,2.5219999999999998,null,{"$f":"-LN(-LN(1-(1/B18585)))","v":3.2961011797112079},{"$f":"D18585*(C18585^((E18585*J18585)+F18585-1))*EXP((G18585*J18585)+H18585)","v":20.527912153492235},13.548335264747703]
[0.37406449245611906,21.315293544223646,0.55800000000000005,0.65800000000000003,-2.1999999999999999E-2,0.314,0.313,2.5219999999999998,null,3.035495602032122,32.875555310836219,7.4963348338629991]
[0.80487180626193622,27.700125371629895,0.60199999999999998,0.67500000000000004,-2.1999999999999999E-2,0.314,0.313,2.5219999999999998,null,3.3031089301178898,34.738656070378418,5.4217970010936263]
[0.9686648953232031,29.646874556676526,0.74,0.36199999999999999,-2.1999999999999999E-2,0.314,0.313,2.5219999999999998,null,3.3722495829454253,16.28590450615901,12.937207333309074]
[0.3148385223315866,20.186003498512807,0.877,0.36599999999999999,-2.1999999999999999E-2,0.314,0.313,2.5219999999999998,null,2.979692808519228,12.783585673983444,15.5028532427168]
[0.3970115626866102,21.728528199310137,0.97199999999999998,0.67900000000000005,-2.1999999999999999E-2,0.314,0.313,2.5219999999999998,null,3.0551609844732099,22.477664010500479,13.561498078675299]
[0.81589575748783427,27.837039867177481,0.61299999999999999,0.63400000000000001,-2.1999999999999999E-2,0.314,0.313,2.5219999999999998,null,3.3081310276263203,32.235803499461781,24.184377055628289]
[0.50247920275921942,23.489859691518998,0.998,0.58299999999999996,-2.1999999999999999E-2,0.314,0.313,2.5219999999999998,null,3.1348955344803979,19.397916376266654,9.1231022550232446]
[0.25632802184853187,18.960274730884805,0.86699999999999999,0.77300000000000002,-2.1999999999999999E-2,0.314,0.313,2.5219999999999998,null,2.9153764978967431,26.68478560140472,16.2914660407992]
[0.57319174649395888,24.56846294538164,0.78700000000000003,0.503,-2.1999999999999999E-2,0.314,0.313,2.5219999999999998,null,3.1807585111231074,20.317633537731808,21.246360060118]
[0.75340444096905612,27.048138336482463,0.63300000000000001,0.56999999999999995,-2.1999999999999999E-2,0.314,0.313,2.5219999999999998,null,3.2788413716586895,28.017851542864697,11.500239363369747]
[0.42217440420064511,22.168160581352726,0.623,0.51400000000000001,-2.1999999999999999E-2,0.314,0.313,2.5219999999999998,null,3.0756663974759797,23.945784326576067,17.184899664098442]
[0.53814029468245261,24.042678031903293,0.55800000000000005,0.375,-2.1999999999999999E-2,0.314,0.313,2.5219999999999998,null,3.1586644798831038,19.503290077962877,16.257841005432251]
[0.86341209073200442,28.416857263015107,0.95499999999999996,0.70899999999999996,-2.1999999999999999E-2,0.314,0.313,2.5219999999999998,null,3.329123767893154,25.921543544869923,8.138000383047963]
[0.59909004118585762,24.946689192957017,0.78500000000000003,0.35099999999999998,-2.1999999999999999E-2,0.314,0.313,2.5219999999999998,null,3.1963553329393712,14.275912588489685,17.272299917874037]
[0.76911105146545966,27.249407571384062,0.82,0.47399999999999998,-2.1999999999999999E-2,0.314,0.313,2.5219999999999998,null,3.2863958449402717,19.193648742230632,30.431628977723069]
[0.1775223357436686,9.7106572755782796,0.54500000000000004,0.72299999999999998,-2.1999999999999999E-2,0.314,0.313,2.5219999999999998,null,2.2193776715362463,28.172217578399458,6.5112466346975886]
[8.7894821531274592E-2,8.3146421664199774,0.75700000000000001,0.64600000000000002,-2.1999999999999999E-2,0.314,0.313,2.5219999999999998,null,2.0546321630679882,18.759585941317646,13.934844720268025]
[0.26318644315031448,19.110729099903097,0.77100000000000002,0.32,-2.1999999999999999E-2,0.314,0.313,2.5219999999999998,null,2.9234975744747991,12.094527336101391,21.975495005271711]
[0.54056654865903342,24.079614453802165,0.58599999999999997,0.61,-2.1999999999999999E-2,0.314,0.313,2.5219999999999998,null,3.1602326346280014,30.588861181095243,11.813048794322492]
[0.18778883192425111,9.8449565519756099,0.65500000000000003,0.67400000000000004,-2.1999999999999999E-2,0.314,0.313,2.5219999999999998,null,2.2338813512780979,23.051583004014113,22.722921999710444]
[0.46179708703258449,22.834666338740092,0.98199999999999998,0.61099999999999999,-2.1999999999999999E-2,0.314,0.313,2.5219999999999998,null,3.10597292433031,20.393431403519955,9.3442906658082645]
[0.41584942996297658,22.05891505223245,0.78400000000000003,0.35599999999999998,-2.1999999999999999E-2,0.314,0.313,2.5219999999999998,null,3.0706100870503641,13.924513040201154,7.0835066745427726]
[0.35894455597623931,21.036046615733518,0.93,0.746,-2.1999999999999999E-2,0.314,0.313,2.5219999999999998,null,3.0219840635912276,25.265999355757522,11.129688871108677]
[0.93194371595536485,29.225701533078784,0.55200000000000005,0.78400000000000003,-2.1999999999999999E-2,0.314,0.313,2.5219999999999998,null,3.357691242773555,43.865620417258363,8.6870184821122756]
[0.37224461054990898,21.281985114053452,0.82799999999999996,0.42599999999999999,-2.1999999999999999E-2,0.314,0.313,2.5219999999999998,null,3.0338935127630435,15.805651270308285,10.227921858468676]
[0.43046722054124453,22.310162405007389,0.98399999999999999,0.308,-2.1999999999999999E-2,0.314,0.313,2.5219999999999998,null,3.0822008000020671,10.188216610840881,10.934344884557138]
[0.84005519551122954,28.133895062153879,0.53400000000000003,0.51,-2.1999999999999999E-2,0.314,0.313,2.5219999999999998,null,3.3189339581394108,28.894693766837186,13.968660161714441]
[0.17479722701502187,9.6743612800978198,0.5,0.52100000000000002,-2.1999999999999999E-2,0.314,0.313,2.5219999999999998,null,2.2154214269461736,21.600233478423657,6.2217405401017345]
[0.13360125618730267,9.0865825604547421,0.91500000000000004,0.69299999999999995,-2.1999999999999999E-2,0.314,0.313,2.5219999999999998,null,2.1490688941423577,18.048659091099115,8.9884238367802176]
[0.37235969803771518,21.284093913812686,0.627,0.73199999999999998,-2.1999999999999999E-2,0.314,0.313,2.5219999999999998,null,3.0339950192761367,33.483573290615297,7.5552569405140764]
[0.19006576223460681,9.8742404823034597,0.995,0.34100000000000003,-2.1999999999999999E-2,0.314,0.313,2.5219999999999998,null,2.2370160804560588,8.5848457274958463,8.8079963317314363]
[0.66668659511714889,25.897011688015013,0.621,0.32900000000000001,-2.1999999999999999E-2,0.314,0.313,2.5219999999999998,null,3.2345022979969777,16.174413559617687,18.554341483579819]
[0.49051348384058724,23.299995239837628,0.55300000000000005,0.66400000000000003,-2.1999999999999999E-2,0.314,0.313,2.5219999999999998,null,3.1265999879621003,34.407871611434835,23.940676416636141]
[0.94296809650859048,29.353003658595199,0.98699999999999999,0.59799999999999998,-2.1999999999999999E-2,0.314,0.313,2.5219999999999998,null,3.3621139868530459,21.544520103139202,9.0350691084258266]
[0.10693115214522197,8.6560079346402894,0.61299999999999999,0.62,-2.1999999999999999E-2,0.314,0.313,2.5219999999999998,null,2.097500033372139,21.301689792952381,37.177897137678755]
[8.3090603946209041E-2,8.2227822596750357,0.97299999999999998,0.54200000000000004,-2.1999999999999999E-2,0.314,0.313,2.5219999999999998,null,2.0427749104094417,13.051538253944942,13.731352722082919]
[0.4369781107536902,22.420695512059972,0.80100000000000005,0.45800000000000002,-2.1999999999999999E-2,0.314,0.313,2.5219999999999998,null,3.0872577276721955,17.720392151656235,16.691048827400639]
[0.65926513167339806,25.795106240393974,0.70499999999999996,0.45500000000000002,-2.1999999999999999E-2,0.314,0.313,2.5219999999999998,null,3.2304806853284824,20.293939080064607,11.283626018626158]
[0.4408709787348305,22.486390285031295,0.71899999999999997,0.623,-2.1999999999999999E-2,0.314,0.313,2.5219999999999998,null,3.0902512103474229,26.174224023284321,9.1457174641667933]
[0.74078623461884441,26.884920171728165,0.65400000000000003,0.38100000000000001,-2.1999999999999999E-2,0.314,0.313,2.5219999999999998,null,3.2726729191114949,18.233733018675345,6.4722348172576734]
[0.17108805338837629,9.6245006945125482,0.68799999999999994,0.41399999999999998,-2.1999999999999999E-2,0.314,0.313,2.5219999999999998,null,2.2099609520640544,13.552233646560307,9.8813807904697253]
[0.77853666032619329,27.369204415313426,0.95,0.57499999999999996,-2.1999999999999999E-2,0.314,0.313,2.5219999999999998,null,3.2908653687450662,20.854221699847074,6.4009437607319901]
[0.20916574342598637,17.865896959813863,0.503,0.76700000000000002,-2.1999999999999999E-2,0.314,0.313,2.5219999999999998,null,2.8542319112311199,39.042492492876377,9.5816946071414506]
[0.80363723956643573,27.684734158947641,0.54300000000000004,0.31900000000000001,-2.1999999999999999E-2,0.314,0.313,2.5219999999999998,null,3.3025427915486896,17.750290863972825,13.810927589054646]
[0.52625709991349867,23.860557845996048,0.69499999999999995,0.52700000000000002,-2.1999999999999999E-2,0.314,0.313,2.5219999999999998,null,3.1508963030699944,23.161558245248358,13.471836890888436]
[0.64348491851134071,25.576501142182771,0.53700000000000003,0.40799999999999997,-2.1999999999999999E-2,0.314,0.313,2.5219999999999998,null,3.2217986542577193,22.298740228570782,16.052798557793743]
[0.88290297654385963,28.650067195824676,0.59,0.308,-2.1999999999999999E-2,0.314,0.313,2.5219999999999998,null,3.3374445650132047,16.275509682666254,18.251381427068551]
[0.40838456770193921,21.928906777837341,0.84699999999999998,0.59199999999999997,-2.1999999999999999E-2,0.314,0.313,2.5219999999999998,null,3.0645592759217202,21.803430170406219,14.880814682908948]
[7.0420052817774526E-3,5.9382167447995062,0.67400000000000004,0.79200000000000004,-2.1999999999999999E-2,0.314,0.313,2.5219999999999998,null,1.6906230560595006,22.271086067636521,10.273053893983594]
[0.97841668383330027,29.75737488441214,0.96899999999999997,0.60499999999999998,-2.1999999999999999E-2,0.314,0.313,2.5219999999999998,null,3.3760343096661356,22.200468986978166,12.996796463417741]
[0.36106982575557123,21.075648327492964,0.86799999999999999,0.77500000000000002,-2.1999999999999999E-2,0.314,0.313,2.5219999999999998,null,3.0239113668803834,27.663733020365704,12.749579763345768]
[0.72433186945269079,26.669977983638439,0.65400000000000003,0.53400000000000003,-2.1999999999999999E-2,0.314,0.313,2.5219999999999998,null,3.2644911780142762,25.488630348989517,14.987230810814587]
[0.58792593278059024,24.784668468484796,0.91500000000000004,0.77400000000000002,-2.1999999999999999E-2,0.314,0.313,2.5219999999999998,null,3.1897038940611679,27.976523776958555,24.169363411033363]
[0.5860518741929962,24.75732060753797,0.82499999999999996,0.35,-2.1999999999999999E-2,0.314,0.313,2.5219999999999998,null,3.1885768036947839,13.676296742846583,12.379096208310552]
[0.28494881913523062,19.575584697927262,0.52600000000000002,0.72799999999999998,-2.1999999999999999E-2,0.314,0.313,2.5219999999999998,null,2.9481801465385518,36.955673895261462,8.209678711394341]
[0.66285257836790568,25.844437340361534,0.99299999999999999,0.41199999999999998,-2.1999999999999999E-2,0.314,0.313,2.5219999999999998,null,3.2324295158757228,14.187154454027619,6.5935107726313458]
[0.34624752543095838,20.796970574341806,0.502,0.76400000000000001,-2.1999999999999999E-2,0.314,0.313,2.5219999999999998,null,3.0102693073401845,40.994060091152214,16.110343052857171]
[0.34463684425525376,20.766331390062749,0.71299999999999997,0.55000000000000004,-2.1999999999999999E-2,0.314,0.313,2.5219999999999998,null,3.0087580097191537,22.654338418791863,17.053327865165532]
[0.68271935002874051,26.115241717971546,0.61799999999999999,0.68700000000000006,-2.1999999999999999E-2,0.314,0.313,2.5219999999999998,null,3.2430605276535416,33.992608416574782,15.687227565790417]
[0.21788578754102905,18.076891483226618,0.86399999999999999,0.40600000000000003,-2.1999999999999999E-2,0.314,0.313,2.5219999999999998,null,2.8663152274599568,13.835722883327952,15.196417205527071]
[3.2141015065695222E-2,{"$f":"IF($B$13=\"exact vlaue\",$B$15,(IF(A21594<=$B$17,($B$14+(SQRT(A21594*($B$16-$B$14)*($B$15-$B$14)))),($B$16+((SQRT(A21594)-1)*(SQRT(($B$16-$B$14)*($B$16-$B$15))))))))","v":7.0044018766734135},{"$f":"IF($C$13=\"exact value\",$C$15,(RANDBETWEEN(($C$14*1000),($C$16*1000))/1000))","v":0.74},{"$f":"IF($D$13=\"exact value\",$D$15,(RANDBETWEEN(($D$14*1000),($D$16*1000))/1000))","v":0.51600000000000001},{"$f":"IF($E$13=\"exact value\",$E$15,(RANDBETWEEN(($E$14*1000),($E$16*1000))/1000))","v":-2.1999999999999999E-2},{"$f":"IF($F$13=\"exact value\",$F$15,(RANDBETWEEN(($F$14*1000),($F$16*1000))/1000))","v":0.314},{"$f":"IF($G$13=\"exact value\",$G$15,(RANDBETWEEN(($G$14*1000),($G$16*1000))/1000))","v":0.313},{"$f":"IF($H$13=\"exact value\",$H$15,(RANDBETWEEN(($H$14*1000),($H$16*1000))/1000))","v":2.5219999999999998},null,1.8705043795710876,14.364620240509794,26.818555083921208]
[0.75451193406169037,27.062398431889012,0.53200000000000003,0.79700000000000004,-2.1999999999999999E-2,0.314,0.313,2.5219999999999998,null,3.2793784954749063,44.702076472819613,16.076857308065819]
[1.3544593846130049E-2,6.3011818592211686,0.65500000000000003,0.33600000000000002,-2.1999999999999999E-2,0.314,0.313,2.5219999999999998,null,1.7555774576767933,9.8498282175538083,15.639404649913635]
[0.21392095495098651,17.981490088018916,0.60299999999999998,0.59099999999999997,-2.1999999999999999E-2,0.314,0.313,2.5219999999999998,null,2.8608698298090345,26.320679725577023,33.212745470094468]
[0.12144708311296326,8.8962655696346484,0.93500000000000005,0.622,-2.1999999999999999E-2,0.314,0.313,2.5219999999999998,null,2.1266031327127686,15.832442791035898,24.509738691911984]
[0.21636522591767282,18.040407329667481,0.75600000000000001,0.34300000000000003,-2.1999999999999999E-2,0.314,0.313,2.5219999999999998,null,2.8642362575656395,12.909849169648981,16.013206841802393]
[0.36776141895545889,21.199582371351983,0.81,0.72199999999999998,-2.1999999999999999E-2,0.314,0.313,2.5219999999999998,null,3.0299189863357268,27.200501713893971,9.6513660461000583]
[0.64079451935260245,{"$f":"IF($B$13=\"exact vlaue\",$B$15,(IF(A21914<=$B$17,($B$14+(SQRT(A21914*($B$16-$B$14)*($B$15-$B$14)))),($B$16+((SQRT(A21914)-1)*(SQRT(($B$16-$B$14)*($B$16-$B$15))))))))","v":25.538964346500755},{"$f":"IF($C$13=\"exact value\",$C$15,(RANDBETWEEN(($C$14*1000),($C$16*1000))/1000))","v":0.84599999999999997},{"$f":"IF($D$13=\"exact value\",$D$15,(RANDBETWEEN(($D$14*1000),($D$16*1000))/1000))","v":0.75800000000000001},{"$f":"IF($E$13=\"exact value\",$E$15,(RANDBETWEEN(($E$14*1000),($E$16*1000))/1000))","v":-2.1999999999999999E-2},{"$f":"IF($F$13=\"exact value\",$F$15,(RANDBETWEEN(($F$14*1000),($F$16*1000))/1000))","v":0.314},{"$f":"IF($G$13=\"exact value\",$G$15,(RANDBETWEEN(($G$14*1000),($G$16*1000))/1000))","v":0.313},{"$f":"IF($H$13=\"exact value\",$H$15,(RANDBETWEEN(($H$14*1000),($H$16*1000))/1000))","v":2.5219999999999998},null,3.2203002437560353,29.354739660879357,23.542252365068276]
[0.60710821912755419,25.062124521778703,0.93500000000000005,0.312,-2.1999999999999999E-2,0.314,0.313,2.5219999999999998,null,3.2010674484122097,11.134187130803916,19.596691515394287]
[0.93749833328266596,29.289936074010487,0.59399999999999997,0.60499999999999998,-2.1999999999999999E-2,0.314,0.313,2.5219999999999998,null,3.3599253314088582,32.038971185394637,8.761054529789952]
[0.15509083339534979,9.4029937740608638,0.878,0.76700000000000002,-2.1999999999999999E-2,0.314,0.313,2.5219999999999998,null,2.1853348112712117,20.827019524688748,7.7071217039908158]
[0.86306516983753456,28.412682613377445,0.54700000000000004,0.35099999999999998,-2.1999999999999999E-2,0.314,0.313,2.5219999999999998,null,3.3289741860481787,19.590656134724416,17.679236808905504]
[0.18245404269202814,9.775641876910738,0.628,0.374,-2.1999999999999999E-2,0.314,0.313,2.5219999999999998,null,2.2264220198713747,13.161488291831608,19.198941251218891]
[0.24738328869255666,18.760994754778558,0.53400000000000003,0.48599999999999999,-2.1999999999999999E-2,0.314,0.313,2.5219999999999998,null,2.9045173676286069,24.047324366380074,15.616840809888538]
[0.27862324701304897,19.442354729167736,0.91200000000000003,0.8,-2.1999999999999999E-2,0.314,0.313,2.5219999999999998,null,2.9411680882213069,26.805136579063443,16.656878014086626]
[0.14210636295205259,9.2146524612364615,0.65200000000000002,0.71399999999999997,-2.1999999999999999E-2,0.314,0.313,2.5219999999999998,null,2.1639069486480902,23.955589685634482,11.048404012178977]
[0.40634757742234784,21.893224557190315,0.66900000000000004,0.79600000000000004,-2.1999999999999999E-2,0.314,0.313,2.5219999999999998,null,3.0628921376240164,35.000686681188292,12.919896759218132]
[0.79443509462860873,27.56963751586088,0.56000000000000005,0.76500000000000001,-2.1999999999999999E-2,0.314,0.313,2.5219999999999998,null,3.2982989716403441,41.525875756446965,14.130523504003399]
[0.33918585225141662,20.662105108647701,0.90100000000000002,0.32300000000000001,-2.1999999999999999E-2,0.314,0.313,2.5219999999999998,null,3.0035998064084346,11.138728122762993,13.754257672533228]
[0.65103226039448403,25.681385799576486,0.89300000000000002,0.42699999999999999,-2.1999999999999999E-2,0.314,0.313,2.5219999999999998,null,3.2259736209636984,15.901667018708263,17.065287875377091]
[5.2183889161878771E-2,7.5540137323896372,0.876,0.57999999999999996,-2.1999999999999999E-2,0.314,0.313,2.5219999999999998,null,1.9519183859212674,14.654205306889278,5.3782690449593398]
[0.314046296776613,20.170207998352659,0.53700000000000003,0.67500000000000004,-2.1999999999999999E-2,0.314,0.313,2.5219999999999998,null,2.9788897686556814,34.076996001065467,10.71760086900357]
[0.92625191217524183,29.159681655229544,0.90400000000000003,0.46300000000000002,-2.1999999999999999E-2,0.314,0.313,2.5219999999999998,null,3.3553898457198628,17.794584770227228,16.745666248629991]
[0.24816787506000093,18.778617219426863,0.57299999999999995,0.6,-2.1999999999999999E-2,0.314,0.313,2.5219999999999998,null,2.9054824173414935,28.168331105711264,12.202635075374003]
[0.39303234551577626,21.65774284517903,0.52500000000000002,0.66600000000000004,-2.1999999999999999E-2,0.314,0.313,2.5219999999999998,null,3.0518197280953205,35.024402460144863,22.78985600814552]
[9.0098247060660719E-2,8.3559321927867654,0.65900000000000003,0.63800000000000001,-2.1999999999999999E-2,0.314,0.313,2.5219999999999998,null,2.0599162852804338,20.538880281546543,8.8105866295205413]
[0.43684792515146709,22.418493496052605,0.79600000000000004,0.73899999999999999,-2.1999999999999999E-2,0.314,0.313,2.5219999999999998,null,3.0871572340158671,28.726892882044872,9.0458791366970051]
[4.4958363242163513E-3,5.74965294672071,0.90900000000000003,0.67500000000000004,-2.1999999999999999E-2,0.314,0.313,2.5219999999999998,null,1.6551261845239238,15.118776438774891,16.288348298284703]
[0.23928262333088401,18.577387315006717,0.67900000000000005,0.59199999999999997,-2.1999999999999999E-2,0.314,0.313,2.5219999999999998,null,2.8944067487781484,24.383976543921204,24.421184477323454]
[0.12167351049745911,8.8998960001751826,0.52700000000000002,0.57799999999999996,-2.1999999999999999E-2,0.314,0.313,2.5219999999999998,null,2.1270364503162891,22.3981009319462,16.443099022714648]
[0.15517822066928078,9.4042340518710059,0.64600000000000002,0.505,-2.1999999999999999E-2,0.314,0.313,2.5219999999999998,null,2.1854744054333688,17.177790948839704,11.349719358319421]
[0.49419409659677116,23.358641084962485,0.98099999999999998,0.59199999999999997,-2.1999999999999999E-2,0.314,0.313,2.5219999999999998,null,3.1291696941219023,19.91874927567639,9.7704635997346578]
[2.7982213557925295E-2,6.8702343956682705,0.51400000000000001,0.69499999999999995,-2.1999999999999999E-2,0.314,0.313,2.5219999999999998,null,1.8495772001517632,25.045900312309847,11.982231612401202]
[5.5583773683725246E-2,7.6359005501850135,0.76900000000000002,0.38300000000000001,-2.1999999999999999E-2,0.314,0.313,2.5219999999999998,null,1.9634984471901775,10.680169900299687,13.692709917593396]
[0.36934597758751897,21.228764245776446,0.52100000000000002,0.53300000000000003,-2.1999999999999999E-2,0.314,0.313,2.5219999999999998,null,3.0313283218515497,28.003492243428671,10.459733508677855]
[0.81033894575773813,27.768142169638331,0.97899999999999998,0.33700000000000002,-2.1999999999999999E-2,0.314,0.313,2.5219999999999998,null,3.3056069762271068,12.002146437097814,25.697034969719684]
[0.95131481852102773,29.448891730662499,0.74299999999999999,0.56000000000000005,-2.1999999999999999E-2,0.314,0.313,2.5219999999999998,null,3.3654324696716671,25.061645855128468,22.745068786568901]
[0.29166157714053409,19.715362149832728,0.57699999999999996,0.59099999999999997,-2.1999999999999999E-2,0.314,0.313,2.5219999999999998,null,2.95548431001064,28.053779324800029,13.763975678774752]
[0.64138423821332113,25.547198913072908,0.72899999999999998,0.7,-2.1999999999999999E-2,0.314,0.313,2.5219999999999998,null,3.2206291471977244,30.344324916764737,4.9624853361368801]
[0.88461755189163371,28.67045847155968,0.77800000000000002,0.67900000000000005,-2.1999999999999999E-2,0.314,0.313,2.5219999999999998,null,3.3381688325244427,29.088819740326741,12.560686060542235]
[0.20119031972933876,17.66903407259862,0.67700000000000005,0.628,-2.1999999999999999E-2,0.314,0.313,2.5219999999999998,null,2.8428246118907832,25.49757394588617,7.7041895738352864]
[0.83156750748198083,28.030096417707234,0.68799999999999994,0.378,-2.1999999999999999E-2,0.314,0.313,2.5219999999999998,null,3.3151698536672911,17.647653517744764,9.0158373613575495]
[0.39786716135056177,21.743701837652864,0.93899999999999995,0.51600000000000001,-2.1999999999999999E-2,0.314,0.313,2.5219999999999998,null,3.0558757691416005,17.535873578503711,16.082899030248264]
[0.77320183086856287,27.301489877262796,0.872,0.49399999999999999,-2.1999999999999999E-2,0.314,0.313,2.5219999999999998,null,3.2883414494500425,19.104010358542439,7.5493561852862952]
[0.21238050708498191,17.944185752629863,0.84899999999999998,0.71899999999999997,-2.1999999999999999E-2,0.314,0.313,2.5219999999999998,null,2.858732447989047,24.766205633861354,16.272627973485907]
[0.73291931083708306,26.78245621204826,0.504,0.53900000000000003,-2.1999999999999999E-2,0.314,0.313,2.5219999999999998,null,3.2687809947354181,31.387036193948187,27.933357840738402]
[0.11519119918122955,8.7945882382221257,0.53,0.55200000000000005,-2.1999999999999999E-2,0.314,0.313,2.5219999999999998,null,2.114390134278072,21.213881222241231,13.335253173081934]
[0.2343307965656436,18.463616889581367,0.52400000000000002,0.79100000000000004,-2.1999999999999999E-2,0.314,0.313,2.5219999999999998,null,2.8880900971321113,39.484729406634742,30.942262205282685]
[0.47362020392642279,23.02795570587601,0.84299999999999997,0.52600000000000002,-2.1999999999999999E-2,0.314,0.313,2.5219999999999998,null,3.1145927779626779,19.75243658271533,9.9843784863452232]
[0.38002872021884382,21.423889863167158,0.66800000000000004,0.78200000000000003,-2.1999999999999999E-2,0.314,0.313,2.5219999999999998,null,3.0407011730363438,34.178864873347294,11.904025588331224]
[2.9151604235936324E-2,6.9089134421162317,0.64100000000000001,0.64700000000000002,-2.1999999999999999E-2,0.314,0.313,2.5219999999999998,null,1.8556555255906857,19.898588178359663,17.170412335487825]
[0.64949195617527422,25.660029924890093,0.92800000000000005,0.32600000000000001,-2.1999999999999999E-2,0.314,0.313,2.5219999999999998,null,3.225124956082102,11.789017849017474,11.468350947504277]
[0.20863152535201102,17.852829057719951,0.73599999999999999,0.42399999999999999,-2.1999999999999999E-2,0.314,0.313,2.5219999999999998,null,2.8534787075917061,16.226340166818769,7.0456795145696169]
[1.00175397319342E-2,6.1190140600062968,0.873,0.66800000000000004,-2.1999999999999999E-2,0.314,0.313,2.5219999999999998,null,1.7235077547642759,15.741696997202995,14.056349638526525]
[5.3183517776917766E-2,7.5783598899522779,0.70699999999999996,0.48899999999999999,-2.1999999999999999E-2,0.314,0.313,2.5219999999999998,null,1.9553753851586537,14.460319033318122,11.225843980158366]
[0.46202109173223271,22.838351308137511,0.53500000000000003,0.49299999999999999,-2.1999999999999999E-2,0.314,0.313,2.5219999999999998,null,3.1061379546379864,26.018374204688076,29.611360678029062]
[0.37616283853981169,21.353598159691401,0.70099999999999996,0.47599999999999998,-2.1999999999999999E-2,0.314,0.313,2.5219999999999998,null,3.0373348321849742,20.041120838279618,11.346244772954526]
[0.22849703154726198,18.328029958811463,0.879,0.76700000000000002,-2.1999999999999999E-2,0.314,0.313,2.5219999999999998,null,2.8805096585738754,25.91903747976788,18.215026819831344]
[0.93215945419571133,29.22819993419164,0.86,0.746,-2.1999999999999999E-2,0.314,0.313,2.5219999999999998,null,3.3577782309768041,29.80156371596404,8.5746937463987223]
[0.12667804963359131,8.9792909172613804,0.58099999999999996,0.35199999999999998,-2.1999999999999999E-2,0.314,0.313,2.5219999999999998,null,2.1364660345754238,12.738301275982232,8.0219868901574305]
[0.34303009820450847,20.735695643500698,0.82599999999999996,0.747,-2.1999999999999999E-2,0.314,0.313,2.5219999999999998,null,3.0072445936431569,27.532321214845673,12.823052810463272]
[0.23221559915863332,18.414653146973315,0.75700000000000001,0.54700000000000004,-2.1999999999999999E-2,0.314,0.313,2.5219999999999998,null,2.8853592436963891,20.706748017567101,4.81812101815839]
[0.49849919202166937,23.426960834378626,0.55200000000000005,0.45900000000000002,-2.1999999999999999E-2,0.314,0.313,2.5219999999999998,null,3.132154979155175,23.860655339559962,35.873852911085692]
[0.4248768026123505,22.214586991211743,0.93400000000000005,0.70599999999999996,-2.1999999999999999E-2,0.314,0.313,2.5219999999999998,null,3.0778074735035137,24.256297229854702,12.476368549395877]
[{"$f":"RAND()","v":0.90358064355181034},28.89468006142701,0.89500000000000002,0.54200000000000004,-2.1999999999999999E-2,0.314,0.313,2.5219999999999998,null,{"$f":"-LN(-LN(1-(1/B24729)))","v":3.3460984337830384},{"$f":"D24729*(C24729^((E24729*J24729)+F24729-1))*EXP((G24729*J24729)+H24729)","v":20.928350376911421},23.816988111649316]
[0.32863474276726956,20.457953981515889,0.71699999999999997,0.39100000000000001,-2.1999999999999999E-2,0.314,0.313,2.5219999999999998,null,2.9934184907085459,15.958937809808166,15.035497737442572]
[0.86597626833875219,28.447687152019132,0.90600000000000003,0.79800000000000004,-2.1999999999999999E-2,0.314,0.313,2.5219999999999998,null,3.3302277410870551,30.376405908367555,6.2699453985439302]
[0.29211711353558889,19.724789051977513,0.70299999999999996,0.46800000000000003,-2.1999999999999999E-2,0.314,0.313,2.5219999999999998,null,2.9559750030831071,19.155606963889007,13.640364232436292]
[3.0466729875167964E-2,6.9514971776551446,0.57999999999999996,0.72099999999999997,-2.1999999999999999E-2,0.314,0.313,2.5219999999999998,null,1.8623048387982399,23.897789674015382,14.825460397299782]
[1.1238468109509792E-2,6.1852461827353524,0.625,0.628,-2.1999999999999999E-2,0.314,0.313,2.5219999999999998,null,1.7352875262218557,18.921434584010754,8.7199596732080824]
[0.12027350449786622,8.8773944940169915,0.85699999999999998,0.71899999999999997,-2.1999999999999999E-2,0.314,0.313,2.5219999999999998,null,2.1243476993193191,19.493883308942685,11.894974273273728]
[{"$f":"RAND()","v":0.10068986025824356},8.5477080675106905,0.76500000000000001,0.66100000000000003,-2.1999999999999999E-2,0.314,0.313,2.5219999999999998,null,{"$f":"-LN(-LN(1-(1/B25049)))","v":2.0840984902424924},{"$f":"D25049*(C25049^((E25049*J25049)+F25049-1))*EXP((G25049*J25049)+H25049)","v":19.228027974822638},11.703543494511074]
[0.93202585341648725,29.226652776946626,0.77900000000000003,0.65100000000000002,-2.1999999999999999E-2,0.314,0.313,2.5219999999999998,null,3.3577243636458083,28.03616330569724,16.998684451520482]
[0.84167811502800027,28.153682450379723,0.65700000000000003,0.41099999999999998,-2.1999999999999999E-2,0.314,0.313,2.5219999999999998,null,3.319649913035438,19.900323990147267,12.974389193911808]
[0.39197608720807675,21.638893204348236,0.89,0.48299999999999998,-2.1999999999999999E-2,0.314,0.313,2.5219999999999998,null,3.0509280888776171,17.06391266197361,12.481822072124322]
[0.21211867166617249,17.937831565632177,0.78400000000000003,0.747,-2.1999999999999999E-2,0.314,0.313,2.5219999999999998,null,2.8583679237136872,27.309024320963811,10.823447559431314]
[0.69378956961409299,26.264431897339705,0.66300000000000003,0.39600000000000002,-2.1999999999999999E-2,0.314,0.313,2.5219999999999998,null,3.2488693729537115,18.613039660890248,11.612783702794541]
[1.9102606561456681E-2,6.5452591433743681,0.98399999999999999,0.34799999999999998,-2.1999999999999999E-2,0.314,0.313,2.5219999999999998,null,1.7969872802722877,7.695275968442556,11.747150029537435]
[6.8233364676397401E-2,7.9204743766295351,0.59299999999999997,0.55300000000000005,-2.1999999999999999E-2,0.314,0.313,2.5219999999999998,null,2.0027265955957065,18.877239464417631,13.57215782145666]
[0.96542083563889836,29.609991990322552,0.74199999999999999,0.4,-2.1999999999999999E-2,0.314,0.313,2.5219999999999998,null,3.370983129039522,17.951322798979422,17.275083658087507]
[3.2323526286247461E-2,7.0100847707947374,0.85799999999999998,0.372,-2.1999999999999999E-2,0.314,0.313,2.5219999999999998,null,1.8713811529039273,9.3021716007835593,5.9344812446437469]
[0.27172139751889113,19.295249993126376,0.54400000000000004,0.32400000000000001,-2.1999999999999999E-2,0.314,0.313,2.5219999999999998,null,2.9333682085320731,15.959626250116097,19.693007666501398]
[0.18193183827054626,9.7688027621005968,0.74199999999999999,0.65900000000000003,-2.1999999999999999E-2,0.314,0.313,2.5219999999999998,null,2.2256829945892158,20.510255568049779,14.101884843149652]
[0.28960222625510945,19.672653642121183,0.53500000000000003,0.68600000000000005,-2.1999999999999999E-2,0.314,0.313,2.5219999999999998,null,2.953258206005664,34.43991947104945,10.279727471916058]
[0.24909264824503052,18.799352667719965,0.85899999999999999,0.50900000000000001,-2.1999999999999999E-2,0.314,0.313,2.5219999999999998,null,2.906616749796151,17.644873274588878,18.618139274861349]
[0.11526548113191726,8.7958115260757683,0.60899999999999999,0.77700000000000002,-2.1999999999999999E-2,0.314,0.313,2.5219999999999998,null,2.1145379619591327,26.972535678809177,7.4318818599255323]
[0.1374084342802927,9.1444003528902211,0.877,0.31900000000000001,-2.1999999999999999E-2,0.314,0.313,2.5219999999999998,null,2.155794942835537,8.5888147147329192,12.267902560428107]
[0.49428415680492355,23.360073336811404,0.60099999999999998,0.75,-2.1999999999999999E-2,0.314,0.313,2.5219999999999998,null,3.129232369062426,36.528904015167768,10.404953788585557]
[0.17196813015419021,9.6363796511150568,0.63300000000000001,0.71799999999999997,-2.1999999999999999E-2,0.314,0.313,2.5219999999999998,null,2.2112645879100632,24.997690227604288,7.3037564308126077]
[0.46563348427577367,22.89765375582672,0.99299999999999999,0.76500000000000001,-2.1999999999999999E-2,0.314,0.313,2.5219999999999998,null,3.1087900575922238,25.342204447623672,28.531780704540221]
[0.91565498365494324,29.036224015678727,0.60799999999999998,0.36699999999999999,-2.1999999999999999E-2,0.314,0.313,2.5219999999999998,null,3.3510719493270948,19.039497766514852,8.8727414401987339]
[0.84752878733549797,28.224858684506849,0.8,0.45600000000000002,-2.1999999999999999E-2,0.314,0.313,2.5219999999999998,null,3.322221008221184,19.029273244238706,13.651717132648141]
[0.27637094534850115,19.394551940040756,0.70399999999999996,0.56399999999999995,-2.1999999999999999E-2,0.314,0.313,2.5219999999999998,null,2.9386401284797898,22.932478684630418,20.699410056948782]
[0.24959814997177598,18.810670858917771,0.56799999999999995,0.35299999999999998,-2.1999999999999999E-2,0.314,0.313,2.5219999999999998,null,2.907235368623343,16.691168601421829,8.5989940306355415]
[0.60510371094765159,25.033338032105377,0.753,0.57699999999999996,-2.1999999999999999E-2,0.314,0.313,2.5219999999999998,null,3.1998944496784234,24.245631243123018,10.236563143598447]
[0.68280796298312185,26.116440712014168,0.51700000000000002,0.46300000000000002,-2.1999999999999999E-2,0.314,0.313,2.5219999999999998,null,3.2431073462872253,26.224562803445764,5.277056698497522]
[5.0338555289381914E-2,7.5084496030761194,0.65100000000000002,0.77600000000000002,-2.1999999999999999E-2,0.314,0.313,2.5219999999999998,null,1.9454161716840266,24.291982573032602,8.2586305178915271]
[0.57455996028002465,24.588655909329447,0.81200000000000006,0.68100000000000005,-2.1999999999999999E-2,0.314,0.313,2.5219999999999998,null,3.1815973807478395,26.872050442973425,9.5034288449926549]
[0.22278241829891754,18.193523612726764,0.60399999999999998,0.59699999999999998,-2.1999999999999999E-2,0.314,0.313,2.5219999999999998,null,2.8729323938847746,26.658936289008501,7.528133883354533]
[0.18301446416542833,9.7829706272021504,0.873,0.38500000000000001,-2.1999999999999999E-2,0.314,0.313,2.5219999999999998,null,2.2272133475704843,10.638006977001417,16.192791207538711]
[0.53333231934612124,23.969236320103775,0.624,0.54300000000000004,-2.1999999999999999E-2,0.314,0.313,2.5219999999999998,null,3.1555391473152468,25.927351485764326,20.573928408140358]
[0.46737328484545182,22.926132921660809,0.54500000000000004,0.48,-2.1999999999999999E-2,0.314,0.313,2.5219999999999998,null,3.1100611962256668,25.012875564550406,7.2792338658200011]
[0.72666970935964148,26.700664738960732,0.873,0.38800000000000001,-2.1999999999999999E-2,0.314,0.313,2.5219999999999998,null,3.265663369862922,14.88468658326968,15.953442304819097]
[2.4486922721182247E-2,6.7495328919879674,0.53,0.58699999999999997,-2.1999999999999999E-2,0.314,0.313,2.5219999999999998,null,1.8303671298864845,20.558331292174707,30.06772653227641]
[0.91305507043269274,29.005825208652244,0.58699999999999997,0.42699999999999999,-2.1999999999999999E-2,0.314,0.313,2.5219999999999998,null,3.350005892256573,22.74387725212501,15.827551556087359]
[0.15993943968579161,9.4712895187768762,0.64300000000000002,0.73699999999999999,-2.1999999999999999E-2,0.314,0.313,2.5219999999999998,null,2.1929926264421882,25.216285026878875,10.802070538588447]
[0.49833801693832724,23.424408392927035,0.80200000000000005,0.47,-2.1999999999999999E-2,0.314,0.313,2.5219999999999998,null,3.1320436083837042,18.428056838844135,19.61752295255145]
[0.73201509504682927,26.770643951378556,0.76400000000000001,0.55600000000000005,-2.1999999999999999E-2,0.314,0.313,2.5219999999999998,null,3.268331349974539,23.618228592845394,12.320177741887392]
[9.0941010360824359E-2,8.3715910628519357,0.91900000000000004,0.30399999999999999,-2.1999999999999999E-2,0.314,0.313,2.5219999999999998,null,2.06191294133265,7.6785345223183823,19.046764331829543]
[0.52617218066749594,23.859249026749289,0.61799999999999999,0.57399999999999995,-2.1999999999999999E-2,0.314,0.313,2.5219999999999998,null,3.1508402574978245,27.566378083972925,7.9050383373704154]
[0.24292344379190245,18.660287600688832,0.84099999999999997,0.312,-2.1999999999999999E-2,0.314,0.313,2.5219999999999998,null,2.8989844456286611,10.962323453520257,20.358547500425097]
[0.86649056200498331,28.45386516363796,0.95199999999999996,0.314,-2.1999999999999999E-2,0.314,0.313,2.5219999999999998,null,3.3304488200995865,11.512309545069201,12.904493019415376]
[0.73745710098449757,26.84162608894065,0.55000000000000004,0.76100000000000001,-2.1999999999999999E-2,0.314,0.313,2.5219999999999998,null,3.2710303128426275,41.506444081445387,7.0887098278969987]
[0.79237117413568159,27.543731471452993,0.9,0.36299999999999999,-2.1999999999999999E-2,0.314,0.313,2.5219999999999998,null,3.2973412805349667,13.7444581679599,14.778710433922544]
[0.46281590504423886,22.851419111155828,0.96699999999999997,0.54300000000000004,-2.1999999999999999E-2,0.314,0.313,2.5219999999999998,null,3.1067229729657706,18.339768074356229,9.7209366710055498]
[0.47702528206827777,23.083174699651195,0.97899999999999998,0.73599999999999999,-2.1999999999999999E-2,0.314,0.313,2.5219999999999998,null,3.1170417132145536,24.707917027656627,18.354494875515936]
[4.2866707526334258E-2,7.3148085106098479,0.68899999999999995,0.38300000000000001,-2.1999999999999999E-2,0.314,0.313,2.5219999999999998,null,1.9172993992984844,11.400439315290045,12.068519505000662]
[0.76476171171249241,27.193881223813765,0.85899999999999999,0.41799999999999998,-2.1999999999999999E-2,0.314,0.313,2.5219999999999998,null,3.2843174050367292,16.32931426650109,19.233483611254247]
[0.90139104787205693,28.868910987332605,0.54700000000000004,0.56799999999999995,-2.1999999999999999E-2,0.314,0.313,2.5219999999999998,null,3.3451903020545388,31.870435608935896,19.97155701822199]
[0.83645140929218886,28.089887567892479,0.91300000000000003,0.46300000000000002,-2.1999999999999999E-2,0.314,0.313,2.5219999999999998,null,3.3173398215408327,17.450724677551086,12.068487457770926]
[0.72189438568061826,26.63793051208124,0.76500000000000001,0.748,-2.1999999999999999E-2,0.314,0.313,2.5219999999999998,null,3.2632655397705665,31.69144184485447,8.7227924793136111]
[0.88175457846773764,28.636398336822062,0.54100000000000004,0.79600000000000004,-2.1999999999999999E-2,0.314,0.313,2.5219999999999998,null,3.3369587737587043,44.918368319470488,5.5011525483296886]
[0.27328888087607739,19.328821516247963,0.61699999999999999,0.52400000000000002,-2.1999999999999999E-2,0.314,0.313,2.5219999999999998,null,2.9351536268023328,23.497195158163095,7.6723004508048627]
[0.19475116422350081,9.9339533366193891,0.997,0.48299999999999998,-2.1999999999999999E-2,0.314,0.313,2.5219999999999998,null,2.2433777617390787,12.166034269918876,9.475200859074361]
[0.12753072312582059,8.9926608158880192,0.96199999999999997,0.41699999999999998,-2.1999999999999999E-2,0.314,0.313,2.5219999999999998,null,2.1380452210845955,10.432621267043476,10.422858273619932]
[0.84485241262232103,28.192329890527017,0.51500000000000001,0.36799999999999999,-2.1999999999999999E-2,0.314,0.313,2.5219999999999998,null,3.3210467927151193,21.445626033403535,7.9238308138923612]
[0.58976632643705573,24.811482675273993,0.51100000000000001,0.66700000000000004,-2.1999999999999999E-2,0.314,0.313,2.5219999999999998,null,3.1908077585117787,37.466902995222426,21.42577763152779]
[0.29336490048471875,19.750573266795897,0.878,0.502,-2.1999999999999999E-2,0.314,0.313,2.5219999999999998,null,2.9573159046717619,17.395373354201197,14.202577885178796]
[0.47769227012544868,23.093967909848381,0.95299999999999996,0.31,-2.1999999999999999E-2,0.314,0.313,2.5219999999999998,null,3.1175196866668915,10.621993460996116,22.916212688692404]
[0.46272770455728229,22.849969529967396,0.69,0.79200000000000004,-2.1999999999999999E-2,0.314,0.313,2.5219999999999998,null,3.1066580951143892,34.504877049785932,16.080324774705289]
[0.16783745400597572,9.5803582557205011,0.69399999999999995,0.59799999999999998,-2.1999999999999999E-2,0.314,0.313,2.5219999999999998,null,2.2051016389854499,19.420658196816465,13.435043043302496]
[0.84709085719630539,28.21953957752973,0.74,0.30599999999999999,-2.1999999999999999E-2,0.314,0.313,2.5219999999999998,null,3.3220290948440301,13.547325945309296,9.5781852955501599]
[0.26242285145404864,{"$f":"IF($B$13=\"exact vlaue\",$B$15,(IF(A28058<=$B$17,($B$14+(SQRT(A28058*($B$16-$B$14)*($B$15-$B$14)))),($B$16+((SQRT(A28058)-1)*(SQRT(($B$16-$B$14)*($B$16-$B$15))))))))","v":19.094075819384042},{"$f":"IF($C$13=\"exact value\",$C$15,(RANDBETWEEN(($C$14*1000),($C$16*1000))/1000))","v":0.84199999999999997},{"$f":"IF($D$13=\"exact value\",$D$15,(RANDBETWEEN(($D$14*1000),($D$16*1000))/1000))","v":0.34499999999999997},{"$f":"IF($E$13=\"exact value\",$E$15,(RANDBETWEEN(($E$14*1000),($E$16*1000))/1000))","v":-2.1999999999999999E-2},{"$f":"IF($F$13=\"exact value\",$F$15,(RANDBETWEEN(($F$14*1000),($F$16*1000))/1000))","v":0.314},{"$f":"IF($G$13=\"exact value\",$G$15,(RANDBETWEEN(($G$14*1000),($G$16*1000))/1000))","v":0.313},{"$f":"IF($H$13=\"exact value\",$H$15,(RANDBETWEEN(($H$14*1000),($H$16*1000))/1000))","v":2.5219999999999998},null,2.9226019209503358,12.201954040623761,18.588926294983931]
[0.41534579289835127,22.05018058964292,0.77400000000000002,0.3,-2.1999999999999999E-2,0.314,0.313,2.5219999999999998,null,3.0702047156372942,11.846670631675799,15.005704991110477]
[0.56882161878825299,24.503803893176663,0.90300000000000002,0.46899999999999997,-2.1999999999999999E-2,0.314,0.313,2.5219999999999998,null,3.1780676560615846,17.059564044010838,13.392990722335036]
[1.2189519746088506E-2,6.2343783732150619,0.50600000000000001,0.35599999999999998,-2.1999999999999999E-2,0.314,0.313,2.5219999999999998,null,1.743936734600172,12.534435084225674,7.1527870780986724]
[0.69934462856601853,26.338847338889483,0.874,0.495,-2.1999999999999999E-2,0.314,0.313,2.5219999999999998,null,3.2517542333953293,18.889817030881357,19.561230674361248]
[0.18309836886978537,9.784066900527538,0.95899999999999996,0.438,-2.1999999999999999E-2,0.314,0.313,2.5219999999999998,null,2.2273316646364982,11.295322327756864,8.0478952687891585]
[0.53868459483985864,24.050971495362724,0.54100000000000004,0.66600000000000004,-2.1999999999999999E-2,0.314,0.313,2.5219999999999998,null,3.1590167973437384,35.461106189611641,14.187651690755159]
[0.37958198318103054,{"$f":"IF($B$13=\"exact vlaue\",$B$15,(IF(A28378<=$B$17,($B$14+(SQRT(A28378*($B$16-$B$14)*($B$15-$B$14)))),($B$16+((SQRT(A28378)-1)*(SQRT(($B$16-$B$14)*($B$16-$B$15))))))))","v":21.415785359081866},{"$f":"IF($C$13=\"exact value\",$C$15,(RANDBETWEEN(($C$14*1000),($C$16*1000))/1000))","v":0.76100000000000001},{"$f":"IF($D$13=\"exact value\",$D$15,(RANDBETWEEN(($D$14*1000),($D$16*1000))/1000))","v":0.40899999999999997},{"$f":"IF($E$13=\"exact value\",$E$15,(RANDBETWEEN(($E$14*1000),($E$16*1000))/1000))","v":-2.1999999999999999E-2},{"$f":"IF($F$13=\"exact value\",$F$15,(RANDBETWEEN(($F$14*1000),($F$16*1000))/1000))","v":0.314},{"$f":"IF($G$13=\"exact value\",$G$15,(RANDBETWEEN(($G$14*1000),($G$16*1000))/1000))","v":0.313},{"$f":"IF($H$13=\"exact value\",$H$15,(RANDBETWEEN(($H$14*1000),($H$16*1000))/1000))","v":2.5219999999999998},null,3.0403136178214476,16.203187073835934,9.1540534024694775]
[0.74356512891367221,26.920984169196238,0.747,0.54800000000000004,-2.1999999999999999E-2,0.314,0.313,2.5219999999999998,null,3.2740391537553295,23.722020998756928,10.478545702487375]
[0.95207295632740241,29.457580425203705,0.73,0.55600000000000005,-2.1999999999999999E-2,0.314,0.313,2.5219999999999998,null,3.3657326234262932,25.221126745889883,8.3349780302768295]
[0.11278329548152366,8.7547186226387801,0.61899999999999999,0.79600000000000004,-2.1999999999999999E-2,0.314,0.313,2.5219999999999998,null,2.1095600768804847,27.260447069549663,6.4896191725198378]
[0.32642536322888149,20.41479209943558,0.95599999999999996,0.70499999999999996,-2.1999999999999999E-2,0.314,0.313,2.5219999999999998,null,2.9912525998587203,23.16248507721938,6.4944347588269142]
[0.23787753554374236,18.545225403934808,0.71,0.60299999999999998,-2.1999999999999999E-2,0.314,0.313,2.5219999999999998,null,2.8926251299988666,24.005842758975692,15.240821768575161]
[0.5968405042033903,24.914164713497364,0.74399999999999999,0.76800000000000002,-2.1999999999999999E-2,0.314,0.313,2.5219999999999998,null,3.1950236505272627,32.515689814033422,6.4894060051879361]
[0.53940596191281931,24.061956461502309,0.68,0.40200000000000002,-2.1999999999999999E-2,0.314,0.313,2.5219999999999998,null,3.1594832623861731,18.011067030097994,8.8935700653266085]
[0.91156250247468684,28.98835418996978,0.71099999999999997,0.44,-2.1999999999999999E-2,0.314,0.313,2.5219999999999998,null,3.3493926855745659,20.256899303205376,9.3204658925380848]
[0.25397972917273426,18.908298199351293,0.753,0.753,-2.1999999999999999E-2,0.314,0.313,2.5219999999999998,null,2.9125555547373332,28.867863861956931,7.1578767173353022]
[0.20981942026021549,17.881864348905488,0.52300000000000002,0.55000000000000004,-2.1999999999999999E-2,0.314,0.313,2.5219999999999998,null,2.8551514647392615,27.199173910858899,13.090531384630996]
[0.46008514705382952,22.806474655775027,0.77,0.57299999999999995,-2.1999999999999999E-2,0.314,0.313,2.5219999999999998,null,3.1047094655016845,22.966873269683923,10.821791276665461]
[8.3736224220592015E-2,8.235278663048053,0.60799999999999998,0.5,-2.1999999999999999E-2,0.314,0.313,2.5219999999999998,null,2.0443962518789749,16.987342902442389,7.3346960207407852]
[0.65954240913757312,25.79892387069841,0.57899999999999996,0.69899999999999995,-2.1999999999999999E-2,0.314,0.313,2.5219999999999998,null,3.2306316369292696,36.190198299472549,16.650043517876416]
[1.2387488713831774E-2,6.2443617196092829,0.872,0.52800000000000002,-2.1999999999999999E-2,0.314,0.313,2.5219999999999998,null,1.7456850442067999,12.540447037915431,23.570126017563194]
[{"$f":"RAND()","v":0.68976441863423232},26.210324756720794,0.95899999999999996,0.6,-2.1999999999999999E-2,0.314,0.313,2.5219999999999998,null,{"$f":"-LN(-LN(1-(1/B29145)))","v":3.2467665644237358},{"$f":"D29145*(C29145^((E29145*J29145)+F29145-1))*EXP((G29145*J29145)+H29145)","v":21.308828437351661},11.202916088350447]
[0.15233784551245333,9.3637404470312688,0.91100000000000003,0.67900000000000005,-2.1999999999999999E-2,0.314,0.313,2.5219999999999998,null,2.1809067016973191,17.919789579183387,7.4578175147718149]
[0.32454767291208153,20.377995056241055,0.85199999999999998,0.77,-2.1999999999999999E-2,0.314,0.313,2.5219999999999998,null,2.9894023874448861,27.569986677592674,8.6437209689498733]
[0.45248910309625379,22.680748067734548,0.83499999999999996,0.47,-2.1999999999999999E-2,0.314,0.313,2.5219999999999998,null,3.0990552895177697,17.689619490724287,12.6871735797409]
[0.47277149127046836,23.0141615456543,0.51600000000000001,0.68600000000000005,-2.1999999999999999E-2,0.314,0.313,2.5219999999999998,null,3.1139800760635876,37.300880010930257,12.930954596792805]
[0.48740452677041946,23.250286350940936,0.55500000000000005,0.56899999999999995,-2.1999999999999999E-2,0.314,0.313,2.5219999999999998,null,3.1244166913651896,29.383906800086859,6.5998056148498945]
[0.99811040369061443,29.978863681512291,0.66700000000000004,0.61499999999999999,-2.1999999999999999E-2,0.314,0.313,2.5219999999999998,null,3.3835776139283245,30.050461554141627,11.983438105359857]
[0.87030664575407146,28.499649150429807,0.90900000000000003,0.77800000000000002,-2.1999999999999999E-2,0.314,0.313,2.5219999999999998,null,3.3320856698829493,29.558151924469819,12.622277494288065]
[0.70131459739137825,26.365165965467046,0.81699999999999995,0.51900000000000002,-2.1999999999999999E-2,0.314,0.313,2.5219999999999998,null,3.2527725371059444,20.85057959150306,9.3986927870493044]
[0.75338024419681382,27.04782666157282,0.86799999999999999,0.7,-2.1999999999999999E-2,0.314,0.313,2.5219999999999998,null,3.2788296288215197,27.083452074096702,6.7035111501037843]
[0.73734388742657342,26.840152074515466,0.99,0.42799999999999999,-2.1999999999999999E-2,0.314,0.313,2.5219999999999998,null,3.27097434022143,14.951335875712163,10.676254859137918]
[0.97587450226706185,29.728621959858526,0.79300000000000004,0.73599999999999999,-2.1999999999999999E-2,0.314,0.313,2.5219999999999998,null,3.3750508765812675,31.443502697623398,12.354965139265962]
[1.2915247984230938E-3,5.4017967145247541,0.92500000000000004,0.79400000000000004,-2.1999999999999999E-2,0.314,0.313,2.5219999999999998,null,1.5861178444889978,17.184110028442632,10.112821664010626]
[0.74960818516769478,26.999177987492182,0.90900000000000003,0.36699999999999999,-2.1999999999999999E-2,0.314,0.313,2.5219999999999998,null,3.2769950213044772,13.703289163285168,10.953460432837417]
[0.35830568250427275,21.024119112252386,0.83699999999999997,0.53100000000000003,-2.1999999999999999E-2,0.314,0.313,2.5219999999999998,null,3.0214028568425562,19.464531003708643,11.917617671453119]
[0.34584882879247303,20.789393015532063,0.61399999999999999,0.495,-2.1999999999999999E-2,0.314,0.313,2.5219999999999998,null,3.0098957519591338,22.823753787115805,13.234533837662731]
[0.91857157794536126,29.070274216196257,0.75600000000000001,0.56299999999999994,-2.1999999999999999E-2,0.314,0.313,2.5219999999999998,null,3.352264709108685,24.761642722152033,13.164379780763657]
[0.31986433548454896,20.285749276013874,0.61899999999999999,0.32,-2.1999999999999999E-2,0.314,0.313,2.5219999999999998,null,2.9847490164502464,14.546174393157786,8.4457731937145688]
[0.86029309368499463,28.379294835461426,0.51200000000000001,0.52600000000000002,-2.1999999999999999E-2,0.314,0.313,2.5219999999999998,null,3.3277770628704642,30.857484628677273,12.381816397182739]
[0.64795940924809792,25.638756455730245,0.503,0.55900000000000005,-2.1999999999999999E-2,0.314,0.313,2.5219999999999998,null,3.2242788490639875,32.128137409645632,9.9179952146369548]
[2.0921984685696837E-2,6.6171728682216084,0.97699999999999998,0.61099999999999999,-2.1999999999999999E-2,0.314,0.313,2.5219999999999998,null,1.8088665815600302,13.631798312342902,11.831541026142377]
[0.95153966573769655,29.451468969883894,0.65100000000000002,0.56999999999999995,-2.1999999999999999E-2,0.314,0.313,2.5219999999999998,null,3.3655215106321315,28.205974037993197,10.202819489890715]
[0.46928152309980686,22.957308394141791,0.55400000000000005,0.64700000000000002,-2.1999999999999999E-2,0.314,0.313,2.5219999999999998,null,3.111450831152808,33.316318796644573,4.5646735939630618]
[0.62532709000178399,25.321614900775721,0.82399999999999995,0.65700000000000003,-2.1999999999999999E-2,0.314,0.313,2.5219999999999998,null,3.211579561697842,25.884127999322335,19.848959730519219]
[0.11317131995933749,8.7611720241059423,0.96799999999999997,0.38300000000000001,-2.1999999999999999E-2,0.314,0.313,2.5219999999999998,null,2.1103434708205513,9.455892558961315,11.425517663950181]
[0.36325130485773449,21.116176402496436,0.72199999999999998,0.53300000000000003,-2.1999999999999999E-2,0.314,0.313,2.5219999999999998,null,3.0258799138028167,21.867490473078977,14.178865957244513]
[0.78488536510192197,27.449486366429614,0.93500000000000005,0.49099999999999999,-2.1999999999999999E-2,0.314,0.313,2.5219999999999998,null,3.2938494805226735,18.040860257676453,28.035224683823888]
[0.66668470986181716,25.896985873460793,0.97299999999999998,0.73399999999999999,-2.1999999999999999E-2,0.314,0.313,2.5219999999999998,null,3.2345012812931122,25.684225237129574,25.151962841198728]
[0.51937897060379301,23.754204192995683,0.80100000000000005,0.61199999999999999,-2.1999999999999999E-2,0.314,0.313,2.5219999999999998,null,3.146331805643368,24.127632022617302,19.456984991193394]
[0.60526335388481678,25.035632390010193,0.77100000000000002,0.64800000000000002,-2.1999999999999999E-2,0.314,0.313,2.5219999999999998,null,3.1999879912132103,26.747638716641951,15.718813976343478]
[0.90452421131730631,28.905775163676136,0.88500000000000001,0.40899999999999997,-2.1999999999999999E-2,0.314,0.313,2.5219999999999998,null,3.3464891840192936,15.930130360329617,7.8032865566713987]
[0.98766157541384147,29.861624059369067,0.60899999999999999,0.63600000000000001,-2.1999999999999999E-2,0.314,0.313,2.5219999999999998,null,3.3795918428113363,33.259543344614585,10.234048534824909]
[0.74220570039569722,26.903350182356526,0.98799999999999999,0.78300000000000003,-2.1999999999999999E-2,0.314,0.313,2.5219999999999998,null,3.2733713478276831,27.41509671104,9.4344863865492421]
[0.91813533752958165,29.065184706156437,0.98699999999999999,0.76300000000000001,-2.1999999999999999E-2,0.314,0.313,2.5219999999999998,null,3.352086516798594,27.402857306109354,5.5719380146286026]
[0.53726459056055842,24.029326182300572,0.63600000000000001,0.439,-2.1999999999999999E-2,0.314,0.313,2.5219999999999998,null,3.1580970144025611,20.679134625592024,9.6773755255563341]
[9.9218292619109305E-2,8.5216880295376338,0.61299999999999999,0.41699999999999998,-2.1999999999999999E-2,0.314,0.313,2.5219999999999998,null,2.0808516396818457,14.250086155801801,22.688480855296195]
[0.69717749800773909,26.309851792257213,0.54600000000000004,0.34200000000000003,-2.1999999999999999E-2,0.314,0.313,2.5219999999999998,null,3.2506311538634685,18.632402994217514,10.082409859972897]
[0.2627044161215305,19.100219319783683,0.83399999999999996,0.76700000000000002,-2.1999999999999999E-2,0.314,0.313,2.5219999999999998,null,2.9229324266279213,27.325109878577734,7.9092564323475232]
[0.55121599465547122,24.240765864696726,0.51300000000000001,0.45600000000000002,-2.1999999999999999E-2,0.314,0.313,2.5219999999999998,null,3.1670457680377857,25.340917496515768,10.777441833486533]
[0.21727173158145696,18.062173279263611,0.71799999999999997,0.39600000000000002,-2.1999999999999999E-2,0.314,0.313,2.5219999999999998,null,2.8654770630329311,15.497824593750403,9.4954873531025186]
[0.68732201742682897,26.177416370869253,0.86599999999999999,0.30099999999999999,-2.1999999999999999E-2,0.314,0.313,2.5219999999999998,null,3.2454854533899336,11.543926437136751,16.547097648710242]
[2.5229590994365614E-2,6.7758656689895496,0.74399999999999999,0.436,-2.1999999999999999E-2,0.314,0.313,2.5219999999999998,null,1.8345898037526809,11.952122286968041,18.341613297867841]
[0.20186818302663967,17.685916241231673,0.82299999999999995,0.73199999999999998,-2.1999999999999999E-2,0.314,0.313,2.5219999999999998,null,2.8438079760159556,25.686271466388277,11.160854398319046]
[0.25296316348544234,18.885723282990071,0.59799999999999998,0.38600000000000001,-2.1999999999999999E-2,0.314,0.313,2.5219999999999998,null,2.9113278529407465,17.58377155056565,10.233980042398764]
[8.4095525795546799E-2,8.2422123194577104,0.84299999999999997,0.64100000000000001,-2.1999999999999999E-2,0.314,0.313,2.5219999999999998,null,2.0452947208990948,17.155127142874111,13.25115235533625]
[6.9954132200266694E-2,7.9570705985879568,0.98899999999999999,0.33200000000000002,-2.1999999999999999E-2,0.314,0.313,2.5219999999999998,null,2.0076611403965074,7.8135076247918613,14.105799927462403]
[0.76578841233168993,27.207002922905932,0.95399999999999996,0.39500000000000002,-2.1999999999999999E-2,0.314,0.313,2.5219999999999998,null,3.2848089612392735,14.253231402748229,6.6574421073294099]
[0.44412948911741112,22.541157177495762,0.71599999999999997,0.65200000000000002,-2.1999999999999999E-2,0.314,0.313,2.5219999999999998,null,3.0927399142559433,27.50101646865992,10.104429537298426]
[0.35240683782425986,20.913483811161868,0.94099999999999995,0.38,-2.1999999999999999E-2,0.314,0.313,2.5219999999999998,null,3.0159956225841449,12.732715851745445,11.156481720964564]
[0.80637033154498061,27.718791477315754,0.52900000000000003,0.35199999999999998,-2.1999999999999999E-2,0.314,0.313,2.5219999999999998,null,{"$f":"-LN(-LN(1-(1/B31513)))","v":3.3037950999571355},{"$f":"D31513*(C31513^((E31513*J31513)+F31513-1))*EXP((G31513*J31513)+H31513)","v":19.986724101009177},10.168955816940851]
[0.25327417404576347,18.892634715536957,0.86199999999999999,0.70199999999999996,-2.1999999999999999E-2,0.314,0.313,2.5219999999999998,null,2.9117038806679938,24.310904207384255,10.545930688368337]
[6.2723967245825629E-2,7.8000885531940245,0.52600000000000002,0.77600000000000002,-2.1999999999999999E-2,0.314,0.313,2.5219999999999998,null,1.9863195580212689,28.757924728676993,16.702104553304245]
[4.5719435272286502E-2,7.390591853294036,0.56399999999999995,0.40300000000000002,-2.1999999999999999E-2,0.314,0.313,2.5219999999999998,null,1.928397848638806,13.928532218848112,15.896741540660342]
[0.14288995778545954,9.2262565851096223,0.624,0.40400000000000003,-2.1999999999999999E-2,0.314,0.313,2.5219999999999998,null,2.165240552348922,14.004320627341558,5.3475581176054323]
[5.0489896579851812E-2,7.5122175607382164,0.57999999999999996,0.75900000000000001,-2.1999999999999999E-2,0.314,0.313,2.5219999999999998,null,1.945955488784852,25.850598026359702,31.596011468584933]
[9.8347964377499819E-2,8.5062081437341224,0.69099999999999995,0.71199999999999997,-2.1999999999999999E-2,0.314,0.313,2.5219999999999998,null,2.0789149914109659,22.275423988647759,13.78562383640557]
[0.71135589478360506,26.49874618105396,0.85299999999999998,0.317,-2.1999999999999999E-2,0.314,0.313,2.5219999999999998,null,3.2579250072371986,12.346146742018158,9.8928301645197667]
[0.9190461607985897,29.075809685715928,0.66900000000000004,0.64800000000000002,-2.1999999999999999E-2,0.314,0.313,2.5219999999999998,null,3.3524584791621943,31.276099060068358,14.080521066525616]
[0.28212011189023634,19.516190854301648,0.57499999999999996,0.51400000000000001,-2.1999999999999999E-2,0.314,0.313,2.5219999999999998,null,2.9450602501122409,24.379647886963919,4.6429704668431535]
[0.61695142285124605,25.202796857651546,0.84799999999999998,0.71799999999999997,-2.1999999999999999E-2,0.314,0.313,2.5219999999999998,null,3.2067798851364322,27.637461869243523,9.2442420978504831]
[0.27929166928602567,19.456504096086313,0.60199999999999998,0.56200000000000006,-2.1999999999999999E-2,0.314,0.313,2.5219999999999998,null,2.9419151259623932,25.727381722764154,14.308155848009243]
[0.16744328206599568,9.5749765308960288,0.90200000000000002,0.34899999999999998,-2.1999999999999999E-2,0.314,0.313,2.5219999999999998,null,2.2045075834553765,9.3472699652106126,13.151534215052916]
[0.43821419517349947,22.441586861796271,0.998,0.35199999999999998,-2.1999999999999999E-2,0.314,0.313,2.5219999999999998,null,3.0882106463388888,11.542030745556998,14.047986998616153]
[0.94124274997264623,29.33312982558455,0.97899999999999998,0.34100000000000003,-2.1999999999999999E-2,0.314,0.313,2.5219999999999998,null,3.3614248154649893,12.358969770188475,11.738383214274673]
[4.2527422136823811E-2,7.3056295815032772,0.871,0.747,-2.1999999999999999E-2,0.314,0.313,2.5219999999999998,null,1.9159467158550656,18.738280996276721,7.0521591191362072]
[0.91470913628883121,29.025169942617151,0.53400000000000003,0.79900000000000004,-2.1999999999999999E-2,0.314,0.313,2.5219999999999998,null,3.3506844250709391,45.740508457494734,15.341260805614647]
[0.41409805160916913,22.028518458558569,0.72199999999999998,0.79,-2.1999999999999999E-2,0.314,0.313,2.5219999999999998,null,3.0691986537592393,32.864130096496723,25.35379906083438]
[0.30845947929446704,20.058246895501188,0.878,0.41099999999999998,-2.1999999999999999E-2,0.314,0.313,2.5219999999999998,null,2.9731791211764227,14.313568878297504,13.534650918737121]
[0.79191460603070396,{"$f":"IF($B$13=\"exact vlaue\",$B$15,(IF(A32474<=$B$17,($B$14+(SQRT(A32474*($B$16-$B$14)*($B$15-$B$14)))),($B$16+((SQRT(A32474)-1)*(SQRT(($B$16-$B$14)*($B$16-$B$15))))))))","v":27.537996136111165},{"$f":"IF($C$13=\"exact value\",$C$15,(RANDBETWEEN(($C$14*1000),($C$16*1000))/1000))","v":0.81},{"$f":"IF($D$13=\"exact value\",$D$15,(RANDBETWEEN(($D$14*1000),($D$16*1000))/1000))","v":0.78300000000000003},{"$f":"IF($E$13=\"exact value\",$E$15,(RANDBETWEEN(($E$14*1000),($E$16*1000))/1000))","v":-2.1999999999999999E-2},{"$f":"IF($F$13=\"exact value\",$F$15,(RANDBETWEEN(($F$14*1000),($F$16*1000))/1000))","v":0.314},{"$f":"IF($G$13=\"exact value\",$G$15,(RANDBETWEEN(($G$14*1000),($G$16*1000))/1000))","v":0.313},{"$f":"IF($H$13=\"exact value\",$H$15,(RANDBETWEEN(($H$14*1000),($H$16*1000))/1000))","v":2.5219999999999998},null,3.2971291333540953,32.111637428890887,12.026068323201899]
[0.31459437646310107,20.181137805861368,0.92500000000000004,0.36399999999999999,-2.1999999999999999E-2,0.314,0.313,2.5219999999999998,null,2.9794455064919361,12.213682714336501,18.026372358785032]
[0.58369964300097921,24.722932884521448,0.51900000000000002,0.66700000000000004,-2.1999999999999999E-2,0.314,0.313,2.5219999999999998,null,3.187157772897462,36.985126620931702,7.5678676512905181]
[8.5286385157129607E-2,8.2650877698219993,0.70699999999999996,0.60099999999999998,-2.1999999999999999E-2,0.314,0.313,2.5219999999999998,null,2.0482532131678286,18.309498181544424,17.189730817137313]
[0.84458852587196054,28.189119808841852,0.79400000000000004,0.60799999999999998,-2.1999999999999999E-2,0.314,0.313,2.5219999999999998,null,3.3209308412675642,25.507303340016264,5.8172013418843509]
[0.66176186975676921,25.829453123867484,0.64300000000000002,0.42599999999999999,-2.1999999999999999E-2,0.314,0.313,2.5219999999999998,null,3.231837964355651,20.380792094872483,7.5527372888729083]
[0.96475315900404024,29.602393313757695,0.94899999999999995,0.45,-2.1999999999999999E-2,0.314,0.313,2.5219999999999998,null,3.3707220103149136,16.748685508452969,14.074960619767518]
[0.75826903391462264,27.110697088421681,0.79200000000000004,0.48299999999999998,-2.1999999999999999E-2,0.314,0.313,2.5219999999999998,null,3.2811955821492909,20.04700975105904,10.779468618112235]
[8.2504369864743188E-2,8.2113931919173169,0.67300000000000004,0.78500000000000003,-2.1999999999999999E-2,0.314,0.313,2.5219999999999998,null,2.0412949402187799,24.737017072669158,6.2420194128703015]
[0.10915065849612737,8.6937558544137588,0.63200000000000001,0.314,-2.1999999999999999E-2,0.314,0.313,2.5219999999999998,null,2.1021291443015602,10.565639970147013,8.5906893389782812]
[0.20768855166653677,17.82972138654959,0.52400000000000002,0.61,-2.1999999999999999E-2,0.314,0.313,2.5219999999999998,null,2.8521454440107323,30.093622101136994,13.109678464395998]
[0.37612243062499418,21.352861536876912,0.59899999999999998,0.76200000000000001,-2.1999999999999999E-2,0.314,0.313,2.5219999999999998,null,3.0372994944802496,36.114043745266514,21.834969004348597]
[0.32886550315597429,20.462453678958944,0.70099999999999996,0.60799999999999998,-2.1999999999999999E-2,0.314,0.313,2.5219999999999998,null,2.9936440185078741,25.242435955227933,11.086490282609805]
[0.3509267330465824,20.885578810855364,0.98799999999999999,0.442,-2.1999999999999999E-2,0.314,0.313,2.5219999999999998,null,3.014627150624273,14.270798225685237,13.666392736633696]
[9.779511460706658E-2,8.4963394180032523,0.69699999999999995,0.71,-2.1999999999999999E-2,0.314,0.313,2.5219999999999998,null,2.0776783750721566,22.064012694824726,19.828275914090526]
[0.20018839054807935,17.644028880132431,0.72299999999999998,0.77,-2.1999999999999999E-2,0.314,0.313,2.5219999999999998,null,2.8413663121195794,29.747918930979527,11.801526743101743]
[0.62114600337404335,25.262401728729586,0.95899999999999996,0.4,-2.1999999999999999E-2,0.314,0.313,2.5219999999999998,null,3.2091905151396447,14.039298710057459,8.3267355463518324]
[0.87540742162115193,28.560689941408722,0.67,0.64100000000000001,-2.1999999999999999E-2,0.314,0.313,2.5219999999999998,null,3.3342638146510115,30.72273442366988,18.033981718031427]
[6.7112719972011181E-2,7.8963925832837987,0.67900000000000005,0.30599999999999999,-2.1999999999999999E-2,0.314,0.313,2.5219999999999998,null,1.9994660907816106,9.4523755668066691,12.114187429978667]
[0.4744554283706186,23.041518580604112,0.96099999999999997,0.52500000000000002,-2.1999999999999999E-2,0.314,0.313,2.5219999999999998,null,3.1151948408285888,17.862704632248658,7.9031030270228682]
[0.69276894013425094,26.25072721284495,0.52600000000000002,0.79900000000000004,-2.1999999999999999E-2,0.314,0.313,2.5219999999999998,null,3.248337175093996,44.744595005181836,15.197220388688446]
[0.31556102778224571,20.200391592171499,0.67300000000000004,0.378,-2.1999999999999999E-2,0.314,0.313,2.5219999999999998,null,2.980423735074579,16.113226797245073,21.950251468181428]
[0.84526722844092494,28.197374953513322,0.93200000000000005,0.78900000000000003,-2.1999999999999999E-2,0.314,0.313,2.5219999999999998,null,3.3212289984009389,29.312413338791607,9.7248989242705761]
[0.65318032773762158,25.711125997221181,0.505,0.496,-2.1999999999999999E-2,0.314,0.313,2.5219999999999998,null,3.2271542730233911,28.44857780435154,9.1668985091719861]
[0.62757733519875591,25.353401279332243,0.85099999999999998,0.71,-2.1999999999999999E-2,0.314,0.313,2.5219999999999998,null,3.2128596810013752,27.309110821686907,11.957825806043157]
[6.538987607302793E-2,7.8589743806352121,0.96799999999999997,0.58199999999999996,-2.1999999999999999E-2,0.314,0.313,2.5219999999999998,null,1.9943786784627522,13.85565708376387,12.178499692089746]
[0.14321804829477214,9.2311057699904548,0.72199999999999998,0.69199999999999995,-2.1999999999999999E-2,0.314,0.313,2.5219999999999998,null,2.165797317207331,21.556908672437917,12.790499102925004]
[0.42428014747961473,22.204349361251964,0.50900000000000001,0.71599999999999997,-2.1999999999999999E-2,0.314,0.313,2.5219999999999998,null,3.0773357322302743,38.865656405413688,9.5073082509640248]
[0.82745170584420125,27.979572261840303,0.72499999999999998,0.36299999999999999,-2.1999999999999999E-2,0.314,0.313,2.5219999999999998,null,3.3133325292339375,16.277247921663839,16.578137974961653]
[0.30496640915006612,19.987729214626356,0.89200000000000002,0.78300000000000003,-2.1999999999999999E-2,0.314,0.313,2.5219999999999998,null,2.9695655036905597,26.915984634059512,10.735086516636361]
[0.28624850593188067,19.602775117546326,0.59399999999999997,0.437,-2.1999999999999999E-2,0.314,0.313,2.5219999999999998,null,2.9496051877414127,20.257509690001992,9.3391754626717578]
[0.77791222626958556,27.361290540738629,0.91700000000000004,0.39100000000000001,-2.1999999999999999E-2,0.314,0.313,2.5219999999999998,null,3.2905707240490716,14.564891911023926,13.095006721917631]
[0.86182508953366577,28.397753324993847,0.86599999999999999,0.56599999999999995,-2.1999999999999999E-2,0.314,0.313,2.5219999999999998,null,3.3284390716123955,22.284030603806386,11.046745200465292]
[7.7576720552726353E-2,8.1140151041847552,0.98899999999999999,0.67400000000000004,-2.1999999999999999E-2,0.314,0.313,2.5219999999999998,null,2.0285505032884519,15.966496826729083,21.10198890915915]
[0.69411326231372528,26.268776233078739,0.88500000000000001,0.314,-2.1999999999999999E-2,0.314,0.313,2.5219999999999998,null,3.2490380186423318,11.859461691814071,12.297081993929943]
[0.83026264600845057,28.014091953888425,0.69199999999999995,0.76700000000000002,-2.1999999999999999E-2,0.314,0.313,2.5219999999999998,null,3.3145882123625348,35.645005614063955,16.329747397208198]
[8.5277769509391366E-2,8.2649228457459643,0.67800000000000005,0.75,-2.1999999999999999E-2,0.314,0.313,2.5219999999999998,null,2.0482319148437949,23.559065731106859,22.72393850601075]
[0.37851582163692399,21.396424237782625,0.51900000000000002,0.32700000000000001,-2.1999999999999999E-2,0.314,0.313,2.5219999999999998,null,3.0393871654986846,17.275712807474367,10.415599621706061]
[0.29198354708700114,19.722025780609279,0.95799999999999996,0.39500000000000002,-2.1999999999999999E-2,0.314,0.313,2.5219999999999998,null,2.9558311930752041,12.813898424931235,20.967587608696014]
[3.8971273109725701E-2,7.2071268968311983,0.83799999999999997,0.43,-2.1999999999999999E-2,0.314,0.313,2.5219999999999998,null,1.9013137540718561,11.042766093399722,11.897123105799453]
[0.60428768411363465,25.021605519428075,0.52100000000000002,0.35799999999999998,-2.1999999999999999E-2,0.314,0.313,2.5219999999999998,null,3.1994159753961862,19.873025145224553,15.480122839124512]
[0.30987020184081626,20.086613140347517,0.51300000000000001,0.36399999999999999,-2.1999999999999999E-2,0.314,0.313,2.5219999999999998,null,2.9746290483488886,18.992220616168627,8.6612093318452494]
[8.2844185332575759E-2,8.2179998705052757,0.88100000000000001,0.46300000000000002,-2.1999999999999999E-2,0.314,0.313,2.5219999999999998,null,2.0421537228738535,11.986400005405631,17.23300096193265]
[0.85774186735228652,28.348519477415106,0.69,0.78800000000000003,-2.1999999999999999E-2,0.314,0.313,2.5219999999999998,null,3.3266723373452369,36.844188458536884,12.864369362362389]
[0.2356456392391314,18.493942264463712,0.65100000000000002,0.64100000000000001,-2.1999999999999999E-2,0.314,0.313,2.5219999999999998,null,2.8897776993840667,27.208418877976882,6.0049778834607563]
[0.96023119470854446,29.550860502998816,0.88900000000000001,0.77100000000000002,-2.1999999999999999E-2,0.314,0.313,2.5219999999999998,null,3.3689493498931893,30.13984669260967,14.406247141955198]
[0.63640239394868736,25.477515116143518,0.754,0.53300000000000003,-2.1999999999999999E-2,0.314,0.313,2.5219999999999998,null,3.2178424281190758,22.502827498715931,18.161388976394274]
[0.88576264732390586,28.684065974522408,0.86599999999999999,0.437,-2.1999999999999999E-2,0.314,0.313,2.5219999999999998,null,3.3386518588869434,17.260805442017869,12.742716058426788]
[0.20607175653174648,17.789979231484057,0.67500000000000004,0.41299999999999998,-2.1999999999999999E-2,0.314,0.313,2.5219999999999998,null,2.8498482378511811,16.843494276035312,13.093403916823636]
[0.85022013785236061,{"$f":"IF($B$13=\"exact vlaue\",$B$15,(IF(A34842<=$B$17,($B$14+(SQRT(A34842*($B$16-$B$14)*($B$15-$B$14)))),($B$16+((SQRT(A34842)-1)*(SQRT(($B$16-$B$14)*($B$16-$B$15))))))))","v":28.257517743848901},{"$f":"IF($C$13=\"exact value\",$C$15,(RANDBETWEEN(($C$14*1000),($C$16*1000))/1000))","v":0.90700000000000003},{"$f":"IF($D$13=\"exact value\",$D$15,(RANDBETWEEN(($D$14*1000),($D$16*1000))/1000))","v":0.77600000000000002},{"$f":"IF($E$13=\"exact value\",$E$15,(RANDBETWEEN(($E$14*1000),($E$16*1000))/1000))","v":-2.1999999999999999E-2},{"$f":"IF($F$13=\"exact value\",$F$15,(RANDBETWEEN(($F$14*1000),($F$16*1000))/1000))","v":0.314},{"$f":"IF($G$13=\"exact value\",$G$15,(RANDBETWEEN(($G$14*1000),($G$16*1000))/1000))","v":0.313},{"$f":"IF($H$13=\"exact value\",$H$15,(RANDBETWEEN(($H$14*1000),($H$16*1000))/1000))","v":2.5219999999999998},null,3.3233985402661945,29.450777906545429,10.100829011074072]
[0.83746626134309121,28.102289967235158,0.80600000000000005,0.59299999999999997,-2.1999999999999999E-2,0.314,0.313,2.5219999999999998,null,3.3177893459186634,24.571814137585005,10.111806512037571]
[{"$f":"RAND()","v":0.32111050879434611},20.310360213778598,0.53400000000000003,0.63,-2.1999999999999999E-2,0.314,0.313,2.5219999999999998,null,2.985992644264694,32.013612684151852,27.622048279398768]
[0.52302594560165472,23.810682962904785,0.621,0.71199999999999997,-2.1999999999999999E-2,0.314,0.313,2.5219999999999998,null,3.1487583623530968,34.046055510959256,13.385136538601882]
[0.88358827477252555,28.658219753432768,0.997,0.71899999999999997,-2.1999999999999999E-2,0.314,0.313,2.5219999999999998,null,3.3377341945779362,25.51071592857615,11.225574266899619]
[0.81365572869033387,27.809294551836704,0.61399999999999999,0.45,-2.1999999999999999E-2,0.314,0.313,2.5219999999999998,null,3.3071153505861455,22.844508575836748,7.9361381356262441]
[0.80598626057216327,27.71400902174517,0.84,0.66400000000000003,-2.1999999999999999E-2,0.314,0.313,2.5219999999999998,null,3.3036193407855179,26.544911886347045,16.679551296280685]
[0.32871635509585972,20.459545556404429,0.55500000000000005,0.46899999999999997,-2.1999999999999999E-2,0.314,0.313,2.5219999999999998,null,2.9934982673063022,23.207979798846541,14.673869946576758]
[0.32530666722284496,20.392881829958675,0.60299999999999998,0.315,-2.1999999999999999E-2,0.314,0.313,2.5219999999999998,null,2.9901513300641462,14.629139030323932,15.28702147486316]
[9.6729996611237934E-2,8.4772474137462162,0.67100000000000004,0.55200000000000005,-2.1999999999999999E-2,0.314,0.313,2.5219999999999998,null,2.0752816601622808,17.624264371758763,16.90517983974113]
[0.47809818426082884,23.100532730184689,0.98799999999999999,0.437,-2.1999999999999999E-2,0.314,0.313,2.5219999999999998,null,3.1178102956522493,14.572882079043472,9.215470154669072]
[3.2105877066891386E-2,7.0033059260535886,0.91100000000000003,0.66500000000000004,-2.1999999999999999E-2,0.314,0.313,2.5219999999999998,null,1.8703352043354924,15.914423227558622,17.051511487038162]
[0.77206744382137826,27.287061110678735,0.70899999999999996,0.51600000000000001,-2.1999999999999999E-2,0.314,0.313,2.5219999999999998,null,3.2878028225498612,23.341288729613467,13.513659705982132]
[0.41106015695810971,21.975640480878603,0.70799999999999996,0.59099999999999997,-2.1999999999999999E-2,0.314,0.313,2.5219999999999998,null,3.0667385626250812,24.9314715345505,13.09310534827026]
[0.83575575320462314,28.081381681770878,0.86699999999999999,0.78400000000000003,-2.1999999999999999E-2,0.314,0.313,2.5219999999999998,null,3.3170314092171602,30.728870929106378,6.3716379771208693]
[0.50420761378481838,23.517097364526677,0.76900000000000002,0.78600000000000003,-2.1999999999999999E-2,0.314,0.313,2.5219999999999998,null,{"$f":"-LN(-LN(1-(1/B35609)))","v":3.136079975284833},{"$f":"D35609*(C35609^((E35609*J35609)+F35609-1))*EXP((G35609*J35609)+H35609)","v":31.852136511679031},14.009611985002433]
[0.1232815526000437,8.9255820046211571,0.61099999999999999,0.56100000000000005,-2.1999999999999999E-2,0.314,0.313,2.5219999999999998,null,2.1300968921808598,19.525798285947445,10.705008741484233]
[0.87828195110877672,28.595010992771805,0.80600000000000005,0.70199999999999996,-2.1999999999999999E-2,0.314,0.313,2.5219999999999998,null,3.3354864265249251,29.252416310830384,8.2887794049943118]
[0.17056125627967555,9.6173755570626316,0.94199999999999995,0.373,-2.1999999999999999E-2,0.314,0.313,2.5219999999999998,null,2.2091781981886918,9.6909105032562231,10.070129201248234]
[0.28736546846266386,19.626093528578505,0.8,0.42499999999999999,-2.1999999999999999E-2,0.314,0.313,2.5219999999999998,null,2.950825682001823,15.760469498409181,17.139107646371908]
[0.43997579275707743,22.471309180585191,0.622,0.66,-2.1999999999999999E-2,0.314,0.313,2.5219999999999998,null,3.0895648090673387,30.923454751782739,33.507809641819051]
[0.48547047359339335,23.21928289494123,0.624,0.51,-2.1999999999999999E-2,0.314,0.313,2.5219999999999998,null,3.123052549910025,24.097172157488863,34.551494772715039]
[0.3619544907531429,21.092098576575857,0.68,0.69199999999999995,-2.1999999999999999E-2,0.314,0.313,2.5219999999999998,null,{"$f":"-LN(-LN(1-(1/B35929)))","v":3.0247108628666193},{"$f":"D35929*(C35929^((E35929*J35929)+F35929-1))*EXP((G35929*J35929)+H35929)","v":29.689487396676601},13.828584248048335]
[0.60110102402697507,24.97571292975725,0.79400000000000004,0.64500000000000002,-2.1999999999999999E-2,0.314,0.313,2.5219999999999998,null,3.197542185025783,26.018125553071851,37.744545909943461]
[0.45904250093183441,22.789278986197367,0.64300000000000002,0.47899999999999998,-2.1999999999999999E-2,0.314,0.313,2.5219999999999998,null,3.1039380271577408,21.989803330822262,12.805897083403449]
[0.30814469735560812,20.051908540007318,0.94,0.746,-2.1999999999999999E-2,0.314,0.313,2.5219999999999998,null,2.9728548514531088,24.679359382414567,6.9442713491105108]
[0.43213043791941685,22.338477308308221,0.89400000000000002,0.59599999999999997,-2.1999999999999999E-2,0.314,0.313,2.5219999999999998,null,3.0834986557837842,21.201830575104804,11.029251197732613]
[0.94573616972499974,29.384850452212014,0.80900000000000005,0.50700000000000001,-2.1999999999999999E-2,0.314,0.313,2.5219999999999998,null,3.3632173589035657,21.253628615556849,18.951780719513426]
[0.78933915469332305,27.50561271622103,0.93400000000000005,0.73,-2.1999999999999999E-2,0.314,0.313,2.5219999999999998,null,3.295930441470762,26.861813321163979,14.866914072540615]
[0.17623308660034931,9.693520621563696,0.92,0.78100000000000003,-2.1999999999999999E-2,0.314,0.313,2.5219999999999998,null,2.2175117392963819,20.700722898949529,12.011678620714873]
[0.80667965647137152,27.722642366413012,0.57099999999999995,0.54500000000000004,-2.1999999999999999E-2,0.314,0.313,2.5219999999999998,null,3.3039366008424027,29.203977114809287,19.869197426958806]
[7.83205930468448E-2,8.1289094155720782,0.65500000000000003,0.47299999999999998,-2.1999999999999999E-2,0.314,0.313,2.5219999999999998,null,2.030510391248721,15.150772244511368,10.16987256107535]
[0.86893444909700157,28.483197612582867,0.63300000000000001,0.63200000000000001,-2.1999999999999999E-2,0.314,0.313,2.5219999999999998,null,3.3314978098602888,31.598387740489315,15.585133164652937]
[0.88553448168338178,28.681355317684819,0.89500000000000002,0.436,-2.1999999999999999E-2,0.314,0.313,2.5219999999999998,null,3.3385556571472823,16.795343273240629,8.3643870003054239]
[0.23254448653739757,18.422281008975062,0.78200000000000003,0.46400000000000002,-2.1999999999999999E-2,0.314,0.313,2.5219999999999998,null,2.8857851631874292,17.144533105732254,20.760053236291363]
[0.75906203621414192,27.120876069109393,0.8,0.442,-2.1999999999999999E-2,0.314,0.313,2.5219999999999998,null,3.28157811363462,18.208250485410524,7.7374669766217519]
[0.26676267298486656,19.188404019504301,0.55200000000000005,0.54100000000000004,-2.1999999999999999E-2,0.314,0.313,2.5219999999999998,null,2.927664549428894,26.309266969504396,17.476579040657903]
[0.34833996903572484,20.836667856926574,0.96099999999999997,0.315,-2.1999999999999999E-2,0.314,0.313,2.5219999999999998,null,3.0122240095961934,10.376767232710437,12.886177277523311]
[0.79286498525049376,27.549932787784968,0.52200000000000002,0.316,-2.1999999999999999E-2,0.314,0.313,2.5219999999999998,null,3.2975706134790355,18.087992388609024,31.12835188383913]
[0.41892538364560206,22.11214620415355,0.73,0.64900000000000002,-2.1999999999999999E-2,0.314,0.313,2.5219999999999998,null,3.0730770279704487,26.808499596693995,21.863119609111688]
[0.7319991836467582,26.770436026841239,0.66100000000000003,0.71599999999999997,-2.1999999999999999E-2,0.314,0.313,2.5219999999999998,null,3.2683234333208953,33.943015477385579,7.9853306810312388]
[0.83519515443259296,28.074524584545379,0.93300000000000005,0.40200000000000002,-2.1999999999999999E-2,0.314,0.313,2.5219999999999998,null,3.3167827105435941,14.901835193566711,13.965838751856911]
[9.6570434504186897E-2,8.4743782628008937,0.63100000000000001,0.33200000000000002,-2.1999999999999999E-2,0.314,0.313,2.5219999999999998,null,2.0749209829668369,11.086376062463462,13.857026612464576]
[0.99252293200667163,29.916246987985719,0.91400000000000003,0.35299999999999998,-2.1999999999999999E-2,0.314,0.313,2.5219999999999998,null,3.3814508243091197,13.564890947251593,15.289534670233728]
[0.6629055531726965,25.84516479718134,0.751,0.36899999999999999,-2.1999999999999999E-2,0.314,0.313,2.5219999999999998,null,3.2324582257333296,15.699048800431385,6.6653033427880688]
[0.59550887404874553,24.894882720162112,0.79800000000000004,0.34499999999999997,-2.1999999999999999E-2,0.314,0.313,2.5219999999999998,null,3.1942333301596455,13.84930004711979,10.80500097497899]
[0.14494806453803122,9.2565840843631761,0.60499999999999998,0.36699999999999999,-2.1999999999999999E-2,0.314,0.313,2.5219999999999998,null,2.1687175464466057,13.028314304555479,16.505626464584768]
[0.39862442775388773,21.757117995084513,0.67500000000000004,0.496,-2.1999999999999999E-2,0.314,0.313,2.5219999999999998,null,3.0565073386911088,21.618816860463607,13.950726935739789]
[0.90950272611817173,28.964220296493313,0.88100000000000001,0.69099999999999995,-2.1999999999999999E-2,0.314,0.313,2.5219999999999998,null,3.3485450028566923,27.024051941511161,19.910704019076196]
[0.10509940818472963,8.6245587349484634,0.52500000000000002,0.47799999999999998,-2.1999999999999999E-2,0.314,0.313,2.5219999999999998,null,2.0936268758713616,18.372748896843149,6.3266446178584577]
[0.39456602976318245,21.685067441921223,0.95899999999999996,0.746,-2.1999999999999999E-2,0.314,0.313,2.5219999999999998,null,3.0531108453118159,24.931319218389856,8.3580825526513252]
[0.32762145620145355,20.438176740360291,0.55900000000000005,0.56299999999999994,-2.1999999999999999E-2,0.314,0.313,2.5219999999999998,null,2.9924266385957816,27.699782173194865,33.016550365659185]
[0.79081614168443704,27.524190625440184,0.58499999999999996,0.55100000000000005,-2.1999999999999999E-2,0.314,0.313,2.5219999999999998,null,3.2966182897592469,28.919021858345609,17.662037239749569]
[0.95866371474499756,29.532969015747305,0.71599999999999997,0.64500000000000002,-2.1999999999999999E-2,0.314,0.313,2.5219999999999998,null,3.368333170680327,29.716870809912425,29.523299273073743]
[0.51608143029352049,23.702965986371474,0.745,0.66100000000000003,-2.1999999999999999E-2,0.314,0.313,2.5219999999999998,null,3.1441252975609331,27.506165940188225,5.6888083590716318]
[9.9959194303123056E-2,8.5348124827054654,0.89600000000000002,0.46,-2.1999999999999999E-2,0.314,0.313,2.5219999999999998,null,2.0824906654175392,11.913294154362889,10.439599034211854]
[0.52285479006726987,23.808036779931097,0.91900000000000004,0.72499999999999998,-2.1999999999999999E-2,0.314,0.313,2.5219999999999998,null,3.1486448030345184,25.783615571614305,21.381967570348003]
[0.96381525737512697,29.591714825308546,0.91500000000000004,0.63200000000000001,-2.1999999999999999E-2,0.314,0.313,2.5219999999999998,null,3.3703549425280475,24.181311061498896,16.375619032718976]
[0.12671244248571323,8.9798310655999156,0.92300000000000004,0.56200000000000006,-2.1999999999999999E-2,0.314,0.313,2.5219999999999998,null,2.1365298827103762,14.486440990750554,11.632306043503927]
[0.7627303033191124,27.167892923987459,0.55600000000000005,0.47499999999999998,-2.1999999999999999E-2,0.314,0.313,2.5219999999999998,null,3.2833431350216022,25.798572242201921,10.736753306847499]
[0.40088662199884628,21.797120583794538,0.66200000000000003,0.54600000000000004,-2.1999999999999999E-2,0.314,0.313,2.5219999999999998,null,3.0583881071316825,24.163936753700458,6.9594461192708659]
[0.86930345390286301,28.487622960511089,0.54800000000000004,0.64400000000000002,-2.1999999999999999E-2,0.314,0.313,2.5219999999999998,null,3.3316559740571554,35.925716587480821,8.2504331917585461]
[0.20878877640653581,17.856677427491789,0.71799999999999997,0.41499999999999998,-2.1999999999999999E-2,0.314,0.313,2.5219999999999998,null,2.8537005776938602,16.180261994038354,18.761306968267814]
[0.20705163131117865,17.81408389083677,0.98599999999999999,0.57499999999999996,-2.1999999999999999E-2,0.314,0.313,2.5219999999999998,null,2.8512421835848625,17.665433406288528,12.023076150679056]
[0.19403863149912737,9.924919180797886,0.78700000000000003,0.61199999999999999,-2.1999999999999999E-2,0.314,0.313,2.5219999999999998,null,2.2424178812275053,18.338193778933189,10.421801930278189]
[8.9875091291075071E-2,8.3517736217388521,0.50700000000000001,0.75700000000000001,-2.1999999999999999E-2,0.314,0.313,2.5219999999999998,null,2.0593853551476164,29.515965762385633,8.5312193647269279]
[0.84278949350455434,28.167221889621338,0.68700000000000006,0.374,-2.1999999999999999E-2,0.314,0.313,2.5219999999999998,null,3.3201395069743036,17.508121905152411,8.9745342523530862]
[0.11435175998585867,8.7807367004635921,0.67700000000000005,0.77700000000000002,-2.1999999999999999E-2,0.314,0.313,2.5219999999999998,null,2.1127147211497341,24.945498975901511,16.267190555614505]
[0.50379889165741221,23.510660616686295,0.98899999999999999,0.49299999999999999,-2.1999999999999999E-2,0.314,0.313,2.5219999999999998,null,3.1358001974069003,16.52063548548875,8.326397105580055]
[0.23657113507908434,18.515237084722123,0.94199999999999995,0.52900000000000003,-2.1999999999999999E-2,0.314,0.313,2.5219999999999998,null,2.8909610520179321,17.028571908560714,10.774964441309361]
[3.4292803635500024E-2,7.0704106970447924,0.76,0.45100000000000001,-2.1999999999999999E-2,0.314,0.313,2.5219999999999998,null,1.8806411405687891,12.353889991722161,14.052100636757496]
[0.95721549179936793,29.516425744235764,0.66300000000000003,0.47599999999999998,-2.1999999999999999E-2,0.314,0.313,2.5219999999999998,null,3.3677630856420402,23.246503940380116,9.3320381672937494]
[1.112107184580069E-2,6.1790394313699117,0.52300000000000002,0.58399999999999996,-2.1999999999999999E-2,0.314,0.313,2.5219999999999998,null,1.7341895234978884,20.011828005030594,5.4328691595128946]
[0.76903331177514822,27.248416478720021,0.63200000000000001,0.41599999999999998,-2.1999999999999999E-2,0.314,0.313,2.5219999999999998,null,3.2863587846069664,20.522425854654148,8.5371716398809117]
[0.57636777698942332,24.61529997565896,0.51400000000000001,0.32300000000000001,-2.1999999999999999E-2,0.314,0.313,2.5219999999999998,null,3.1827031703378896,18.01560445523608,7.3946074548579004]
[0.20794196088761796,17.835936352120402,0.87,0.73899999999999999,-2.1999999999999999E-2,0.314,0.313,2.5219999999999998,null,2.8525042092200747,24.944407320359385,15.288689579002684]
[0.16493812177723532,9.5406238802783925,0.626,0.48499999999999999,-2.1999999999999999E-2,0.314,0.313,2.5219999999999998,null,2.2007072498686102,16.966127114363911,10.865126222909655]
[0.99270764331002759,29.918319790849171,0.84099999999999997,0.71899999999999997,-2.1999999999999999E-2,0.314,0.313,2.5219999999999998,null,3.381521299959338,29.435302830001287,10.786556951418804]
[0.2106331506429282,17.901706659037028,0.68500000000000005,0.74,-2.1999999999999999E-2,0.314,0.313,2.5219999999999998,null,2.8562929952312746,29.91103533389844,15.073087504047272]
[3.6965384041607874E-2,7.1495750754977099,0.83299999999999996,0.315,-2.1999999999999999E-2,0.314,0.313,2.5219999999999998,null,1.8926636695370211,8.1025303723621196,7.2430162070526505]
[0.30735054198113354,20.035903261894436,0.53100000000000003,0.60499999999999998,-2.1999999999999999E-2,0.314,0.313,2.5219999999999998,null,2.9720355542863177,30.733147911808402,20.380502003711797]
[0.17175256268397276,9.6334728158797471,0.874,0.496,-2.1999999999999999E-2,0.314,0.313,2.5219999999999998,null,2.2109457395623346,13.623337895542717,8.7104126446299706]
[0.78223429706589243,27.416002164421219,0.78100000000000003,0.38200000000000001,-2.1999999999999999E-2,0.314,0.313,2.5219999999999998,null,3.2926059421049558,16.0823376086712,4.7658825630485699]
[0.40403821825860331,{"$f":"IF($B$13=\"exact vlaue\",$B$15,(IF(A38938<=$B$17,($B$14+(SQRT(A38938*($B$16-$B$14)*($B$15-$B$14)))),($B$16+((SQRT(A38938)-1)*(SQRT(($B$16-$B$14)*($B$16-$B$15))))))))","v":21.852662869478863},{"$f":"IF($C$13=\"exact value\",$C$15,(RANDBETWEEN(($C$14*1000),($C$16*1000))/1000))","v":0.72799999999999998},{"$f":"IF($D$13=\"exact value\",$D$15,(RANDBETWEEN(($D$14*1000),($D$16*1000))/1000))","v":0.67100000000000004},{"$f":"IF($E$13=\"exact value\",$E$15,(RANDBETWEEN(($E$14*1000),($E$16*1000))/1000))","v":-2.1999999999999999E-2},{"$f":"IF($F$13=\"exact value\",$F$15,(RANDBETWEEN(($F$14*1000),($F$16*1000))/1000))","v":0.314},{"$f":"IF($G$13=\"exact value\",$G$15,(RANDBETWEEN(($G$14*1000),($G$16*1000))/1000))","v":0.313},{"$f":"IF($H$13=\"exact value\",$H$15,(RANDBETWEEN(($H$14*1000),($H$16*1000))/1000))","v":2.5219999999999998},null,3.0609936389143426,27.667444347309267,9.0756716395275809]
[0.87699960374352115,28.579707085606195,0.76400000000000001,0.35099999999999998,-2.1999999999999999E-2,0.314,0.313,2.5219999999999998,null,3.3349414432252513,15.230198092825447,8.1723940184674362]
[{"$f":"RAND()","v":0.77130778608635908},27.277392763904174,0.57899999999999996,0.40200000000000002,-2.1999999999999999E-2,0.314,0.313,2.5219999999999998,null,3.2874417400272158,21.201123901507884,11.022451370187659]
[0.30469928175592675,19.982319895988219,0.92100000000000004,0.46800000000000003,-2.1999999999999999E-2,0.314,0.313,2.5219999999999998,null,2.9692877675959632,15.704236337490229,21.016446530065512]
[0.32026149729595399,20.293598104358828,0.71299999999999997,0.45800000000000002,-2.1999999999999999E-2,0.314,0.313,2.5219999999999998,null,2.9851457976528883,18.722685858346235,12.426806440700966]
[0.97691762612237876,29.740424565310288,0.88400000000000001,0.63100000000000001,-2.1999999999999999E-2,0.314,0.313,2.5219999999999998,null,3.375454676831918,24.823892576254615,11.399259269657755]
[3.7211260544138258E-2,7.1567122126091096,0.84199999999999997,0.52700000000000002,-2.1999999999999999E-2,0.314,0.313,2.5219999999999998,null,1.8937404752693023,13.454665905491501,20.473110296779463]
[0.62136633984452327,{"$f":"IF($B$13=\"exact vlaue\",$B$15,(IF(A39258<=$B$17,($B$14+(SQRT(A39258*($B$16-$B$14)*($B$15-$B$14)))),($B$16+((SQRT(A39258)-1)*(SQRT(($B$16-$B$14)*($B$16-$B$15))))))))","v":25.265527131828701},{"$f":"IF($C$13=\"exact value\",$C$15,(RANDBETWEEN(($C$14*1000),($C$16*1000))/1000))","v":0.55600000000000005},{"$f":"IF($D$13=\"exact value\",$D$15,(RANDBETWEEN(($D$14*1000),($D$16*1000))/1000))","v":0.41599999999999998},{"$f":"IF($E$13=\"exact value\",$E$15,(RANDBETWEEN(($E$14*1000),($E$16*1000))/1000))","v":-2.1999999999999999E-2},{"$f":"IF($F$13=\"exact value\",$F$15,(RANDBETWEEN(($F$14*1000),($F$16*1000))/1000))","v":0.314},{"$f":"IF($G$13=\"exact value\",$G$15,(RANDBETWEEN(($G$14*1000),($G$16*1000))/1000))","v":0.313},{"$f":"IF($H$13=\"exact value\",$H$15,(RANDBETWEEN(($H$14*1000),($H$16*1000))/1000))","v":2.5219999999999998},null,3.2093167571562069,22.055530691528698,8.1658262000930772]
[7.4053668181515042E-2,8.0424839395943213,0.89400000000000002,0.32200000000000001,-2.1999999999999999E-2,0.314,0.313,2.5219999999999998,null,2.0190839264686118,8.1875336993664565,13.825310532126855]
[{"$f":"RAND()","v":0.30281580607903757},19.944112098070043,0.83399999999999996,0.67200000000000004,-2.1999999999999999E-2,0.314,0.313,2.5219999999999998,null,2.9673238254604195,24.279912889540203,16.094467055199118]
[0.63355668072612126,25.437588128454411,0.81299999999999994,0.48499999999999999,-2.1999999999999999E-2,0.314,0.313,2.5219999999999998,null,3.2162422037066083,19.331666044999256,14.901565762510002]
[8.9901373852674382E-4,5.3352263672741795,0.97899999999999998,0.71699999999999997,-2.1999999999999999E-2,0.314,0.313,2.5219999999999998,null,1.572346931556011,14.831580515578336,12.185158843698566]
[0.99184879542403537,29.90868029016827,0.96,0.42499999999999999,-2.1999999999999999E-2,0.314,0.313,2.5219999999999998,null,3.3811935131196034,15.731859806597317,18.295360607715669]
[2.61466172918563E-2,6.8078515319245767,0.81399999999999995,0.39700000000000002,-2.1999999999999999E-2,0.314,0.313,2.5219999999999998,null,1.8396950262556264,10.211454215457833,11.989473217547175]
[0.85823006336426144,28.354412107060718,0.67400000000000004,0.625,-2.1999999999999999E-2,0.314,0.313,2.5219999999999998,null,3.3268839562290404,29.750060996540494,16.622047433671398]
[0.29302667042012387,19.743589521827168,0.747,0.72699999999999998,-2.1999999999999999E-2,0.314,0.313,2.5219999999999998,null,2.9569528943664718,28.439304906839155,25.09282652481885]
[0.61982555287694352,25.243659929701955,0.502,0.32200000000000001,-2.1999999999999999E-2,0.314,0.313,2.5219999999999998,null,3.2084331573882872,18.438496238195967,12.675538686719273]
[0.87747675870783992,28.585402898235301,0.79300000000000004,0.41699999999999998,-2.1999999999999999E-2,0.314,0.313,2.5219999999999998,null,3.3351443099771196,17.590413999950346,17.538223682607569]
[0.75362008436648564,27.05091578495654,0.91400000000000003,0.68100000000000005,-2.1999999999999999E-2,0.314,0.313,2.5219999999999998,null,3.2789460102608632,25.337673504357671,12.751697689138677]
[0.58492862696267245,24.740908264752569,0.83299999999999996,0.48799999999999999,-2.1999999999999999E-2,0.314,0.313,2.5219999999999998,null,3.1878997894045966,18.925964563168844,5.648124698570089]
[0.29520413929165856,19.78847944059514,0.95799999999999996,0.66500000000000004,-2.1999999999999999E-2,0.314,0.313,2.5219999999999998,null,2.9592839452812418,21.596162627555881,15.060247517867982]
[0.82036381360518895,27.892268326515484,0.75700000000000001,0.65200000000000002,-2.1999999999999999E-2,0.314,0.313,2.5219999999999998,null,3.3101497183699542,28.264779772970922,10.882983006176705]
[0.93992175681159951,29.317901322615473,0.54300000000000004,0.45100000000000001,-2.1999999999999999E-2,0.314,0.313,2.5219999999999998,null,3.360896410043642,25.577850359283531,6.8800024605113173]
[0.6087043075020917,25.085011777676243,0.90100000000000002,0.67200000000000004,-2.1999999999999999E-2,0.314,0.313,2.5219999999999998,null,3.2019990826222759,24.670003575290021,8.8379666853254442]
[0.82710761085303985,27.975342585004562,0.99199999999999999,0.43,-2.1999999999999999E-2,0.314,0.313,2.5219999999999998,null,3.3131785626300663,15.197795037584751,19.571923895757305]
[0.31682818994553397,20.22558635013894,0.88700000000000001,0.34399999999999997,-2.1999999999999999E-2,0.314,0.313,2.5219999999999998,null,2.9817023627447865,11.920784716311259,35.388622006537048]
[0.1568948643243544,9.4285277509059711,0.75700000000000001,0.747,-2.1999999999999999E-2,0.314,0.313,2.5219999999999998,null,2.1882047489130061,22.637251700277243,9.5861134033816526]
[0.39308702448530042,21.65871793826533,0.878,0.76500000000000001,-2.1999999999999999E-2,0.314,0.313,2.5219999999999998,null,3.0518658310192825,27.312507613921106,10.492736413135162]
[0.31498648771972171,20.188951449060475,0.73499999999999999,0.56299999999999994,-2.1999999999999999E-2,0.314,0.313,2.5219999999999998,null,2.979842610284603,22.457124313086275,8.5075012626561115]
[0.33524121452968159,20.586157957237752,0.79900000000000004,0.59599999999999997,-2.1999999999999999E-2,0.314,0.313,2.5219999999999998,null,2.9998243135955494,22.469842335595608,28.67326112984831]
[0.74906057156308292,26.992105186902069,0.64600000000000002,0.7,-2.1999999999999999E-2,0.314,0.313,2.5219999999999998,null,3.2767280158694825,33.858560478685035,13.538831597675308]
[0.35403402289630514,20.944094234663169,0.96699999999999997,0.50900000000000001,-2.1999999999999999E-2,0.314,0.313,2.5219999999999998,null,3.0174946179532203,16.71683289551839,12.194859615296592]
[0.1799968139051572,9.7433745095811961,0.84899999999999998,0.441,-2.1999999999999999E-2,0.314,0.313,2.5219999999999998,null,2.222930443103369,12.42074197849073,19.334297459170902]
[0.46169896515654973,22.833051912058934,0.88600000000000001,0.56200000000000006,-2.1999999999999999E-2,0.314,0.313,2.5219999999999998,null,3.1059006141065026,20.271101143643573,9.0987634788232228]
[0.31064177867952691,20.102100385935834,0.91400000000000003,0.36799999999999999,-2.1999999999999999E-2,0.314,0.313,2.5219999999999998,null,2.9754197848525745,12.443629482439881,19.266147693867762]
[0.86227923463859957,28.40322200957284,0.83799999999999997,0.623,-2.1999999999999999E-2,0.314,0.313,2.5219999999999998,null,3.3286351203645173,25.149504528054099,11.669844194716726]
[9.8372999127373295E-2,8.5066543728918678,0.65800000000000003,0.76,-2.1999999999999999E-2,0.314,0.313,2.5219999999999998,null,2.078970870649536,24.644406622620135,10.149381916941273]
[0.88889769536241614,28.721275724462018,0.94499999999999995,0.65900000000000003,-2.1999999999999999E-2,0.314,0.313,2.5219999999999998,null,3.3399715053354022,24.369768099562801,6.921184010497722]
[0.98691402839158482,29.853212594323434,0.79400000000000004,0.60099999999999998,-2.1999999999999999E-2,0.314,0.313,2.5219999999999998,null,3.37930526815299,25.686159403079301,11.833020110049761]
[0.486248426495414,23.231761125890809,0.77900000000000003,0.30499999999999999,-2.1999999999999999E-2,0.314,0.313,2.5219999999999998,null,3.1236018116553752,12.191398260419895,7.4531251609181028]
[0.96060999152064608,29.555181963941848,0.89400000000000002,0.54900000000000004,-2.1999999999999999E-2,0.314,0.313,2.5219999999999998,null,3.3690981232144068,21.37115171121409,15.530812022167822]
[0.22542700136922988,18.25598169104758,0.7,0.54400000000000004,-2.1999999999999999E-2,0.314,0.313,2.5219999999999998,null,2.8764580453559008,21.77528212175724,14.149518793921374]
[0.55309526191077685,24.269041538222851,0.97899999999999998,0.67200000000000004,-2.1999999999999999E-2,0.314,0.313,2.5219999999999998,null,3.1682364287853315,22.924352909136797,16.111689659011478]
[0.52530435169919165,23.845867539269747,0.89400000000000002,0.32300000000000001,-2.1999999999999999E-2,0.314,0.313,2.5219999999999998,null,3.1502670620927882,11.73484103795785,8.3299469343665322]
[0.17028736334480832,9.6136666999362923,0.75900000000000001,0.59699999999999998,-2.1999999999999999E-2,0.314,0.313,2.5219999999999998,null,2.2087705071997883,18.17548270291455,10.320334558397469]
[0.89101268109672782,28.746341344723472,0.78800000000000003,0.36299999999999999,-2.1999999999999999E-2,0.314,0.313,2.5219999999999998,null,3.3408594784897012,15.414253713178862,10.643172447828519]
[0.7722870887361637,27.289855697810008,0.90800000000000003,0.69599999999999995,-2.1999999999999999E-2,0.314,0.313,2.5219999999999998,null,3.2879071673511526,26.098995259378832,12.212669672093686]
[0.46238978433419142,22.844414508402508,0.86899999999999999,0.57699999999999996,-2.1999999999999999E-2,0.314,0.313,2.5219999999999998,null,3.106409434060994,21.121928915499407,12.711465584506582]
[0.88011265782115067,28.616839833158242,0.55400000000000005,0.47,-2.1999999999999999E-2,0.314,0.313,2.5219999999999998,null,3.3362632537597698,26.042270481817628,15.518230916482599]
[0.78651280136663482,27.470013623956092,0.94699999999999995,0.46800000000000003,-2.1999999999999999E-2,0.314,0.313,2.5219999999999998,null,3.2946110590598479,17.034322594675999,20.263306918438275]
[0.49590281958009219,23.385793156742917,0.58199999999999996,0.55600000000000005,-2.1999999999999999E-2,0.314,0.313,2.5219999999999998,null,3.1303571928587379,27.754925998515482,11.028647834608057]
[0.94005547703865511,29.319443345485702,0.53600000000000003,0.66300000000000003,-2.1999999999999999E-2,0.314,0.313,2.5219999999999998,null,3.360949928553596,37.97439935354825,9.6581800144592833]
[0.67120866776223831,25.958827147436427,0.56699999999999995,0.42699999999999999,-2.1999999999999999E-2,0.314,0.313,2.5219999999999998,null,3.236933933405862,22.507045796887443,18.106487017678809]
[0.52681959454519001,23.869224638540558,0.64700000000000002,0.38200000000000001,-2.1999999999999999E-2,0.314,0.313,2.5219999999999998,null,3.1512673486504146,17.723448833346573,12.824106097070203]
[0.69875844580985635,26.331008829965761,0.96799999999999997,0.41699999999999998,-2.1999999999999999E-2,0.314,0.313,2.5219999999999998,null,3.2514507501829777,14.726850368894731,28.146735012315727]
[0.97111372602089308,29.674675066947501,0.86499999999999999,0.45700000000000002,-2.1999999999999999E-2,0.314,0.313,2.5219999999999998,null,3.373203122855768,18.265075603795033,11.006863686752567]
[0.48381079383262815,23.192628455610603,0.623,0.49399999999999999,-2.1999999999999999E-2,0.314,0.313,2.5219999999999998,null,3.1218782737396187,23.360579163775565,21.088626363922614]
[0.75654839862444401,27.088592687287729,0.71699999999999997,0.61,-2.1999999999999999E-2,0.314,0.313,2.5219999999999998,null,3.2803643826744455,27.294484255759535,20.478518196183987]
[0.90587458639884011,28.921643716562418,0.55800000000000005,0.41699999999999998,-2.1999999999999999E-2,0.314,0.313,2.5219999999999998,null,3.3470477816254536,23.060592060486659,11.640350478902047]
[0.66193835743209595,25.831878558453944,0.96599999999999997,0.64300000000000002,-2.1999999999999999E-2,0.314,0.313,2.5219999999999998,null,3.2319337401565318,22.605064558937869,12.628209960109434]
[0.34786342549897431,20.827637507714371,0.73799999999999999,0.44400000000000001,-2.1999999999999999E-2,0.314,0.313,2.5219999999999998,null,3.0117796891090607,17.837469510955408,12.348291080266227]
[0.42311159213049021,22.184277978988362,0.95399999999999996,0.35699999999999998,-2.1999999999999999E-2,0.314,0.313,2.5219999999999998,null,3.0764102134486659,12.065968273810537,9.9014038650237861]
[0.99793682899542269,29.976921136866192,0.5,0.34,-2.1999999999999999E-2,0.314,0.313,2.5219999999999998,null,3.3835117029297002,20.683255143589076,18.398191180098625]
[0.38469202515926493,21.508206718864269,0.59899999999999998,0.435,-2.1999999999999999E-2,0.314,0.313,2.5219999999999998,null,3.0447242942874078,20.665981951120543,5.8069098809862769]
[0.41478976245941779,22.040531327881919,0.73899999999999999,0.497,-2.1999999999999999E-2,0.314,0.313,2.5219999999999998,null,3.0697566966758782,20.319493410046476,7.2005776137901458]
[0.77330661818326085,27.302822178917392,0.95899999999999996,0.48799999999999999,-2.1999999999999999E-2,0.314,0.313,2.5219999999999998,null,3.2883911697358239,17.559130242130845,6.2688970538635234]
[0.4613346173230144,22.827055693514424,0.71199999999999997,0.8,-2.1999999999999999E-2,0.314,0.313,2.5219999999999998,null,3.1056319974819879,34.026717398982036,10.609297173829491]
[0.91372551941742064,29.013668395384055,0.90200000000000002,0.69499999999999995,-2.1999999999999999E-2,0.314,0.313,2.5219999999999998,null,3.3502810541343124,26.713023254158387,18.24026621502923]
[0.47912405331204277,23.11711162610392,0.93500000000000005,0.50700000000000001,-2.1999999999999999E-2,0.314,0.313,2.5219999999999998,null,3.1185438280973359,17.62954522551594,13.440156589155796]
[7.8217177157344553E-2,8.1268429996832374,0.997,0.32800000000000001,-2.1999999999999999E-2,0.314,0.313,2.5219999999999998,null,2.0302387091811962,7.7285273674764507,14.865674706456232]
[0.16690103250817168,9.5675627049359111,0.748,0.54500000000000004,-2.1999999999999999E-2,0.314,0.313,2.5219999999999998,null,2.2036886372257665,16.744056359458376,8.4336193499100602]
[0.65827152240112452,25.781419364863574,0.86799999999999999,0.44500000000000001,-2.1999999999999999E-2,0.314,0.313,2.5219999999999998,null,{"$f":"-LN(-LN(1-(1/B42393)))","v":3.2299393098975493},{"$f":"D42393*(C42393^((E42393*J42393)+F42393-1))*EXP((G42393*J42393)+H42393)","v":16.953290252399047},18.17513022791767]
[0.33993111725195013,20.676404202102773,0.96099999999999997,0.38900000000000001,-2.1999999999999999E-2,0.314,0.313,2.5219999999999998,null,3.0043090520301559,12.782688356524341,11.119008534260923]
[0.31945687141937962,20.277691785835792,0.73,0.51200000000000001,-2.1999999999999999E-2,0.314,0.313,2.5219999999999998,null,2.9843415228772736,20.557427460368867,20.125496263034307]
[0.24669281408548016,18.745462986678639,0.90800000000000003,0.51100000000000001,-2.1999999999999999E-2,0.314,0.313,2.5219999999999998,null,2.9036660364117921,16.97655776798165,14.107098944689422]
[0.97883635025866822,29.762117858423924,0.621,0.77200000000000002,-2.1999999999999999E-2,0.314,0.313,2.5219999999999998,null,3.3761964401756992,39.733425790834936,39.313085448795334]
[0.3874564866174588,21.557949586714749,0.625,0.57399999999999995,-2.1999999999999999E-2,0.314,0.313,2.5219999999999998,null,3.0470901696051103,26.431143310250462,9.6234655561674138]
[0.26600105503190274,19.171905690367247,0.69,0.311,-2.1999999999999999E-2,0.314,0.313,2.5219999999999998,null,2.9267809263933811,12.788703406769429,13.428374552783884]
[0.11572159217918243,8.8033142155753836,0.67500000000000004,0.79100000000000004,-2.1999999999999999E-2,0.314,0.313,2.5219999999999998,null,2.1154441422861971,25.472413240636069,9.2603352843263096]
[0.94365585771679206,29.360920738279113,0.89700000000000002,0.47199999999999998,-2.1999999999999999E-2,0.314,0.313,2.5219999999999998,null,3.3623883977444478,18.288269576929132,11.299227335106293]
[0.72443162977528186,26.671288459728665,0.86499999999999999,0.68200000000000005,-2.1999999999999999E-2,0.314,0.313,2.5219999999999998,null,3.2645412645015446,26.337116337228956,5.1179024532145689]
[0.51668733656532417,23.712392995404844,0.67,0.47499999999999998,-2.1999999999999999E-2,0.314,0.313,2.5219999999999998,null,3.1445316254531375,21.417973457592076,11.462188944547512]
[0.44824482641976116,22.610038751842442,0.77600000000000002,0.40699999999999997,-2.1999999999999999E-2,0.314,0.313,2.5219999999999998,null,3.0958612429877652,16.172408076765048,11.304225890142966]
[0.69087002328554981,26.22520227678471,0.9,0.72599999999999998,-2.1999999999999999E-2,0.314,0.313,2.5219999999999998,null,3.2473452022464344,27.058960871980485,15.454789206073176]
[0.43744239775089266,22.428545994982301,0.70599999999999996,0.68200000000000005,-2.1999999999999999E-2,0.314,0.313,2.5219999999999998,null,3.0876159188709016,29.025377399885119,15.197342643669266]
[0.79942767304603057,27.632164858095596,0.72599999999999998,0.374,-2.1999999999999999E-2,0.314,0.313,2.5219999999999998,null,3.3006067016581673,16.684871378454424,12.916811678377252]
[0.87454184316432659,28.550344149768755,0.91800000000000004,0.39800000000000002,-2.1999999999999999E-2,0.314,0.313,2.5219999999999998,null,3.3338949751458107,15.016864465442957,12.068960465583405]
[0.40959643264885293,21.95009296180519,0.68899999999999995,0.45100000000000001,-2.1999999999999999E-2,0.314,0.313,2.5219999999999998,null,3.0655478190971599,19.412093467549091,8.8442902441298035]
[0.91478352754546399,29.026039556697931,0.95699999999999996,0.34599999999999997,-2.1999999999999999E-2,0.314,0.313,2.5219999999999998,null,3.3507149167030361,12.715836755502288,7.5174194710391067]
[3.6959574608774748E-2,7.1494061566155533,0.64,0.65800000000000003,-2.1999999999999999E-2,0.314,0.313,2.5219999999999998,null,1.8926381700287385,20.50319796109758,5.4554276496651948]
[0.69534046911925063,26.285237594754264,0.53900000000000003,0.76400000000000001,-2.1999999999999999E-2,0.314,0.313,2.5219999999999998,null,3.2496767853029387,42.019005512804775,12.091492086543646]
[0.92435975594872943,29.137689418370346,0.61899999999999999,0.40699999999999997,-2.1999999999999999E-2,0.314,0.313,2.5219999999999998,null,3.3546220371937414,20.852909586250775,18.059107581876976]
[0.96885494494402125,29.649033364250663,0.54800000000000004,0.79300000000000004,-2.1999999999999999E-2,0.314,0.313,2.5219999999999998,null,3.3723236612556691,44.828540340573625,10.589931921095996]
[0.58320466925554348,24.71568794848978,0.82899999999999996,0.505,-2.1999999999999999E-2,0.314,0.313,2.5219999999999998,null,3.1868585490441008,19.650194277888914,21.857264527572251]
[0.26052991628366007,19.052687744793534,0.96299999999999997,0.48299999999999998,-2.1999999999999999E-2,0.314,0.313,2.5219999999999998,null,2.9203724884879159,15.434784890176987,13.172361216963081]
[0.3933763903784625,21.663877087492672,0.81899999999999995,0.48599999999999999,-2.1999999999999999E-2,0.314,0.313,2.5219999999999998,null,3.0521097229810468,18.286175419187089,23.371249461400158]
[0.18039218645665411,9.7485811888480711,0.61799999999999999,0.65300000000000002,-2.1999999999999999E-2,0.314,0.313,2.5219999999999998,null,2.2234946728875959,23.230516836018673,35.126535409152268]
[0.92177561544965558,29.10761796201022,0.71499999999999997,0.76300000000000001,-2.1999999999999999E-2,0.314,0.313,2.5219999999999998,null,3.3535712059638203,35.024770314971661,15.167997036894755]
[2.8463476980984614E-2,6.8862488230938883,0.96099999999999997,0.42799999999999999,-2.1999999999999999E-2,0.314,0.313,2.5219999999999998,null,1.8520983331937264,9.7961092304605089,22.568411238698921]
[0.22905911839162341,18.341168625900504,0.65900000000000003,0.41799999999999998,-2.1999999999999999E-2,0.314,0.313,2.5219999999999998,null,2.8812467402810453,17.532823097689413,23.899010630939184]
[0.61405884120334853,25.161575234037734,0.67,0.48599999999999999,-2.1999999999999999E-2,0.314,0.313,2.5219999999999998,null,3.2051093315442687,22.34536267299568,14.218064307047724]
[0.79042381633455583,27.519257553054171,0.874,0.69099999999999995,-2.1999999999999999E-2,0.314,0.313,2.5219999999999998,null,3.2964356885779837,26.744336638038277,21.030008172940214]
[0.60653659227997403,25.053920310562123,0.875,0.499,-2.1999999999999999E-2,0.314,0.313,2.5219999999999998,null,3.2007332814660465,18.72174408050871,29.669522501274688]
[0.60950234373806544,25.096444039337403,0.59,0.63900000000000001,-2.1999999999999999E-2,0.314,0.313,2.5219999999999998,null,3.2024641121230246,32.31884355179298,11.79278852862681]
[0.2918834572231328,19.719954670740719,0.82399999999999995,0.30199999999999999,-2.1999999999999999E-2,0.314,0.313,2.5219999999999998,null,2.9557233919304822,10.970395464757779,8.4337900105693748]
[1.6710409500760859E-3,5.4570340455146757,0.71499999999999997,0.34100000000000003,-2.1999999999999999E-2,0.314,0.313,2.5219999999999998,null,1.597401173219605,8.917695155358544,9.7363027494351986]
[0.79408965159574829,27.565303909575221,0.79500000000000004,0.33700000000000002,-2.1999999999999999E-2,0.314,0.313,2.5219999999999998,null,3.2981388313574032,14.022575106939055,9.9925914266654168]
[0.58909140427458462,24.801654044657642,0.73499999999999999,0.33,-2.1999999999999999E-2,0.314,0.313,2.5219999999999998,null,3.190403283298807,14.079961939169198,22.635183836913964]
[0.6310981004741183,25.403020578167801,0.99299999999999999,0.69,-2.1999999999999999E-2,0.314,0.313,2.5219999999999998,null,3.2148547071635343,23.629632914582341,17.015333185935965]
[0.31102152386366611,20.109715645029208,0.62,0.39500000000000002,-2.1999999999999999E-2,0.314,0.313,2.5219999999999998,null,2.9758083699113289,17.881863908866585,12.340801555304965]
[0.43880498423637093,22.451561517871507,0.98,0.46,-2.1999999999999999E-2,0.314,0.313,2.5219999999999998,null,3.0886653008675045,15.29391892815808,10.75479753701981]
[0.85282998328522952,28.289138423780869,0.55500000000000005,0.44400000000000001,-2.1999999999999999E-2,0.314,0.313,2.5219999999999998,null,3.3245373133160752,24.474242688217526,7.5073245136843507]
[0.86353889676880091,28.41838296576114,0.94399999999999995,0.52700000000000002,-2.1999999999999999E-2,0.314,0.313,2.5219999999999998,null,3.3291784297550686,19.438051386046165,16.175506881189129]
[0.51306848614114164,23.656006619839545,0.54300000000000004,0.56200000000000006,-2.1999999999999999E-2,0.314,0.313,2.5219999999999998,null,3.1420987662280582,29.675987905261632,6.836915037494756]
[0.83860164803261139,28.116156504474226,0.84499999999999997,0.40799999999999997,-2.1999999999999999E-2,0.314,0.313,2.5219999999999998,null,3.3182916987059645,16.313081971018356,19.76077632933282]
[0.26139279093787671,19.071572648253539,0.82199999999999995,0.77700000000000002,-2.1999999999999999E-2,0.314,0.313,2.5219999999999998,null,2.9213903698209291,27.970334304252642,19.146148444219001]
[0.55550047450324391,24.305160655404102,0.9,0.8,-2.1999999999999999E-2,0.314,0.313,2.5219999999999998,null,3.1697553094220106,29.09639983350467,17.770247439634215]
[0.22649726509134505,18.281154303095619,0.877,0.68899999999999995,-2.1999999999999999E-2,0.314,0.313,2.5219999999999998,null,2.8778754873121564,23.303582431176153,18.18253073713484]
[0.87510718874650051,28.557101999684864,0.66500000000000004,0.65600000000000003,-2.1999999999999999E-2,0.314,0.313,2.5219999999999998,null,3.3341359157669768,31.61972508228228,13.899126435216202]
[3.9515602702707153E-2,7.222487421300376,0.92600000000000005,0.79700000000000004,-2.1999999999999999E-2,0.314,0.313,2.5219999999999998,null,1.9036098117529316,19.046615095869086,8.7638199592258399]
[0.9315195386524785,29.220788417093189,0.98599999999999999,0.65600000000000003,-2.1999999999999999E-2,0.314,0.313,2.5219999999999998,null,3.357520158037782,23.61831817616012,19.914198855230985]
[0.2854505392447606,19.586088391430224,0.66500000000000004,0.70499999999999996,-2.1999999999999999E-2,0.314,0.313,2.5219999999999998,null,2.9487308826111813,30.0159002483515,21.744619343078806]
[9.3493571444469459E-2,8.4185810551394979,0.67200000000000004,0.65300000000000002,-2.1999999999999999E-2,0.314,0.313,2.5219999999999998,null,2.0678807312784659,20.776756723943961,12.855416744582838]
[0.92865660360714164,29.187598620353572,0.73199999999999998,0.38800000000000001,-2.1999999999999999E-2,0.314,0.313,2.5219999999999998,null,3.3563636539925734,17.511237013434947,10.389555088865528]
[0.67501489895278322,26.010696043823938,0.83,0.47399999999999998,-2.1999999999999999E-2,0.314,0.313,2.5219999999999998,null,3.2389697472028578,18.734167829456133,29.464290328201876]
[0.16558481545932968,9.549516670198738,0.70699999999999996,0.42399999999999999,-2.1999999999999999E-2,0.314,0.313,2.5219999999999998,null,2.2016924224002175,13.568560247320208,7.151427214518379]
[0.81286515954533234,27.79949333370001,0.82499999999999996,0.47299999999999998,-2.1999999999999999E-2,0.314,0.313,2.5219999999999998,null,3.30675630910706,19.188607546026091,14.508955926564681]
[0.64184594890353219,25.553643389770738,0.88400000000000001,0.60399999999999998,-2.1999999999999999E-2,0.314,0.313,2.5219999999999998,null,3.2208864757632472,22.6299853561015,22.581630389554078]
[0.82532151219380023,27.953373392622296,0.86199999999999999,0.35399999999999998,-2.1999999999999999E-2,0.314,0.313,2.5219999999999998,null,3.312378469315338,13.915573961634696,12.030083746324703]
[{"$f":"RAND()","v":0.85704896563493682},28.3401531265418,0.54800000000000004,0.40300000000000002,-2.1999999999999999E-2,0.314,0.313,2.5219999999999998,null,3.3263718040572123,22.442743803576111,6.4042502854577066]
[0.6737878126875656,25.993990103367739,0.91600000000000004,0.32200000000000001,-2.1999999999999999E-2,0.314,0.313,2.5219999999999998,null,3.2383145045228474,11.808603524771135,14.108789671631554]
[5.2282819109727208E-2,7.5564335291018025,0.88400000000000001,0.50600000000000001,-2.1999999999999999E-2,0.314,0.313,2.5219999999999998,null,1.9522625188010514,12.701470393815704,11.430314000429458]
[0.92790794345082805,29.178911022540809,0.97499999999999998,0.57999999999999996,-2.1999999999999999E-2,0.314,0.313,2.5219999999999998,null,3.3560607121433463,21.051191081076677,15.841873321380424]
[0.71760866371633703,26.581451357959885,0.53400000000000003,0.68700000000000006,-2.1999999999999999E-2,0.314,0.313,2.5219999999999998,null,3.2611018608211264,38.19413227135076,9.061774686851896]
[0.46080584335150154,22.818349234650604,0.55600000000000005,0.31900000000000001,-2.1999999999999999E-2,0.314,0.313,2.5219999999999998,null,3.1052418398704122,16.348723079591984,24.021935063685898]
[0.29098973466292299,19.701445548984669,0.94799999999999995,0.35899999999999999,-2.1999999999999999E-2,0.314,0.313,2.5219999999999998,null,2.9547594766708589,11.734239962276803,10.761795750225357]
[0.42558311613350519,22.226696893435417,0.60499999999999998,0.746,-2.1999999999999999E-2,0.314,0.313,2.5219999999999998,null,3.0783652002303894,35.561556179910731,9.5692273457126422]
[0.61837453232627293,25.223041849366396,0.67,0.316,-2.1999999999999999E-2,0.314,0.313,2.5219999999999998,null,3.2075993156270783,14.540730413205797,25.418093810842805]
[0.9762687884708755,29.733083920566461,0.99,0.60099999999999998,-2.1999999999999999E-2,0.314,0.313,2.5219999999999998,null,3.3752035519510764,21.691471831705414,6.7945001462335837]
[8.7975430442900349E-3,{"$f":"IF($B$13=\"exact vlaue\",$B$15,(IF(A45722<=$B$17,($B$14+(SQRT(A45722*($B$16-$B$14)*($B$15-$B$14)))),($B$16+((SQRT(A45722)-1)*(SQRT(($B$16-$B$14)*($B$16-$B$15))))))))","v":6.0486624244895282},{"$f":"IF($C$13=\"exact value\",$C$15,(RANDBETWEEN(($C$14*1000),($C$16*1000))/1000))","v":0.73399999999999999},{"$f":"IF($D$13=\"exact value\",$D$15,(RANDBETWEEN(($D$14*1000),($D$16*1000))/1000))","v":0.30499999999999999},{"$f":"IF($E$13=\"exact value\",$E$15,(RANDBETWEEN(($E$14*1000),($E$16*1000))/1000))","v":-2.1999999999999999E-2},{"$f":"IF($F$13=\"exact value\",$F$15,(RANDBETWEEN(($F$14*1000),($F$16*1000))/1000))","v":0.314},{"$f":"IF($G$13=\"exact value\",$G$15,(RANDBETWEEN(($G$14*1000),($G$16*1000))/1000))","v":0.313},{"$f":"IF($H$13=\"exact value\",$H$15,(RANDBETWEEN(($H$14*1000),($H$16*1000))/1000))","v":2.5219999999999998},null,1.7108406096429627,8.1159568001836053,17.910912305597645]
[0.69116545365719628,26.229175706651176,0.98699999999999999,0.76700000000000002,-2.1999999999999999E-2,0.314,0.313,2.5219999999999998,null,3.2474996859225227,26.658559292747867,16.634863840116804]
[8.3827304601034602E-2,8.2370377006036435,0.53800000000000003,0.54400000000000004,-2.1999999999999999E-2,0.314,0.313,2.5219999999999998,null,2.0446242660868137,20.212364912014745,16.293726614237119]
[0.50246147331246649,23.489580054299328,0.93899999999999995,0.73,-2.1999999999999999E-2,0.314,0.313,2.5219999999999998,null,3.1348833670664988,25.432432972807128,14.831394031229943]
[0.73771601655576124,26.844996684785567,0.626,0.44900000000000001,-2.1999999999999999E-2,0.314,0.313,2.5219999999999998,null,3.2711582924101457,22.20183418167062,19.823347902553369]
[0.73424844547131529,26.799806198370774,0.76900000000000002,0.74199999999999999,-2.1999999999999999E-2,0.314,0.313,2.5219999999999998,null,3.2694410717602085,31.374942868933314,10.290028622217324]
[0.12182194894616294,8.9022741598035324,0.755,0.70399999999999996,-2.1999999999999999E-2,0.314,0.313,2.5219999999999998,null,2.1273201985242047,20.96425604891968,11.118708613097752]
[0.66648336662393826,25.89422869675208,0.78100000000000003,0.35899999999999999,-2.1999999999999999E-2,0.314,0.313,2.5219999999999998,null,3.234392684186596,14.836436716715422,20.384926170929837]
[0.56492608434601321,24.445957073967651,0.83099999999999996,0.71799999999999997,-2.1999999999999999E-2,0.314,0.313,2.5219999999999998,null,3.1756541455181897,27.788542597618203,10.500068515094744]
[0.19079527239871208,9.8835856754887601,0.69899999999999995,0.55800000000000005,-2.1999999999999999E-2,0.314,0.313,2.5219999999999998,null,2.238014377816008,18.217699911684278,13.380554263695451]
[0.82211340296274926,27.913853548395139,0.80900000000000005,0.35599999999999998,-2.1999999999999999E-2,0.314,0.313,2.5219999999999998,null,3.3109375871127544,14.677856759188829,9.8347420534879539]
[0.49875733982344606,23.431048120065487,0.75900000000000001,0.45400000000000001,-2.1999999999999999E-2,0.314,0.313,2.5219999999999998,null,3.1323332940036255,18.558570119179382,15.977722331910858]
[0.68120093371234947,26.094684400660483,0.83199999999999996,0.48299999999999998,-2.1999999999999999E-2,0.314,0.313,2.5219999999999998,null,3.2422574588864923,19.074992434385234,13.717839282965805]
[0.61625277866353967,25.192849480732125,0.82199999999999995,0.8,-2.1999999999999999E-2,0.314,0.313,2.5219999999999998,null,3.2063770117377364,31.523888116246528,9.960310883559071]
[0.10050923819888347,8.5445246190230399,0.56499999999999995,0.43099999999999999,-2.1999999999999999E-2,0.314,0.313,2.5219999999999998,null,2.0837018179361073,15.648598848943829,9.7982631163990295]
[0.72164226653210561,26.634612622489772,0.84099999999999997,0.78,-2.1999999999999999E-2,0.314,0.313,2.5219999999999998,null,{"$f":"-LN(-LN(1-(1/B46489)))","v":3.263138562999742},{"$f":"D46489*(C46489^((E46489*J46489)+F46489-1))*EXP((G46489*J46489)+H46489)","v":30.757150536263172},10.368299944287678]
[0.96917677243184397,29.652688577344776,0.57699999999999996,0.61899999999999999,-2.1999999999999999E-2,0.314,0.313,2.5219999999999998,null,3.3724490753964567,33.64845229167166,15.959684644886867]
[0.65973391209892351,25.801560066207308,0.81,0.64400000000000002,-2.1999999999999999E-2,0.314,0.313,2.5219999999999998,null,3.2307358605231222,25.859955351155911,10.135155622585261]
[0.2279518228483961,18.315270366521034,0.80700000000000005,0.63,-2.1999999999999999E-2,0.314,0.313,2.5219999999999998,null,2.8797933223819454,22.692292902221396,6.4116387579139742]
[0.25551271103680517,18.942255928544022,0.92,0.48499999999999999,-2.1999999999999999E-2,0.314,0.313,2.5219999999999998,null,2.9143994575602274,16.008928323975717,12.086540962251783]
[0.20780724299034325,17.832632811947114,0.69,0.53500000000000003,-2.1999999999999999E-2,0.314,0.313,2.5219999999999998,null,2.852313525037292,21.479948364285232,19.12035456741674]
[0.42638770106608059,22.240479443812102,0.85899999999999999,0.36599999999999999,-2.1999999999999999E-2,0.314,0.313,2.5219999999999998,null,3.0789995831077048,13.398768708222143,5.0093825884709604]
[0.72967858627808579,26.740087045709664,0.629,0.30299999999999999,-2.1999999999999999E-2,0.314,0.313,2.5219999999999998,null,{"$f":"-LN(-LN(1-(1/B46809)))","v":3.2671672336584194},{"$f":"D46809*(C46809^((E46809*J46809)+F46809-1))*EXP((G46809*J46809)+H46809)","v":14.90909111240795},18.820774130218403]
[6.2551500319893982E-3,5.8842475637504892,0.60299999999999998,0.53500000000000003,-2.1999999999999999E-2,0.314,0.313,2.5219999999999998,null,1.6805922312813801,16.252457479687806,6.6434491136563976]
[0.48164016349947358,23.157699062681534,0.76100000000000001,0.52,-2.1999999999999999E-2,0.314,0.313,2.5219999999999998,null,3.1203373487255712,21.133297481614971,14.622543646768047]
[0.97635492866776419,29.734058610732813,0.59299999999999997,0.55700000000000005,-2.1999999999999999E-2,0.314,0.313,2.5219999999999998,null,3.3752368999225726,29.681938903742374,5.5071468808279311]
[0.77364012676828775,27.307061920075888,0.57099999999999995,0.42899999999999999,-2.1999999999999999E-2,0.314,0.313,2.5219999999999998,null,3.2885493765664866,22.873296332114556,7.8150297684969185]
[0.71861163413302698,26.594684032286665,0.58599999999999997,0.64800000000000002,-2.1999999999999999E-2,0.314,0.313,2.5219999999999998,null,3.2616092159959686,33.582009146350892,19.112315856482482]
[0.62095079563315148,25.259632305569113,0.69099999999999995,0.56299999999999994,-2.1999999999999999E-2,0.314,0.313,2.5219999999999998,null,3.2090786386256518,25.320565133739883,14.994209216420828]
[0.83191026398654544,28.034298332204688,0.88400000000000001,0.73899999999999999,-2.1999999999999999E-2,0.314,0.313,2.5219999999999998,null,3.3153225054367685,28.525949343929661,8.3691261184699997]
[0.33483664122980461,20.578343395817676,0.84,0.68100000000000005,-2.1999999999999999E-2,0.314,0.313,2.5219999999999998,null,2.9994350249231272,24.723192482526837,8.9723803477599464]
[0.32934536722643548,20.471805705734887,0.9,0.752,-2.1999999999999999E-2,0.314,0.313,2.5219999999999998,null,2.9941125855345483,25.877031106960448,14.054403818520486]
[0.14360467396733967,9.2368129821739196,0.77100000000000002,0.53500000000000003,-2.1999999999999999E-2,0.314,0.313,2.5219999999999998,null,2.1664521997420096,15.885586663804162,6.6904173649142544]
[0.62375958010809118,25.299438855805395,0.79800000000000004,0.38,-2.1999999999999999E-2,0.314,0.313,2.5219999999999998,null,3.2106855035848807,15.334308928010246,14.386016854336797]
[0.86601183360555956,28.448114442899012,0.72699999999999998,0.42299999999999999,-2.1999999999999999E-2,0.314,0.313,2.5219999999999998,null,3.3302430331865551,19.030798299037492,10.108345403792693]
[0.66316053464777558,25.848665828946462,0.55600000000000005,0.67800000000000005,-2.1999999999999999E-2,0.314,0.313,2.5219999999999998,null,3.2325963861469811,36.220040603190775,10.471253869908232]
[0.84967934463725781,28.250959468852383,0.64200000000000002,0.76200000000000001,-2.1999999999999999E-2,0.314,0.313,2.5219999999999998,null,3.3231621909823725,37.590574235284151,13.123228709713363]
[0.97950962827512822,29.7697249690994,0.61199999999999999,0.623,-2.1999999999999999E-2,0.314,0.313,2.5219999999999998,null,3.3764564214442228,32.425270282382577,15.110681286547845]
[0.11839655569148932,8.8470208553419845,0.73399999999999999,0.496,-2.1999999999999999E-2,0.314,0.313,2.5219999999999998,null,2.1207067598723808,15.04691286394695,6.9478006274247424]
[1.9647486460087515E-2,6.5671425613232959,0.63600000000000001,0.38100000000000001,-2.1999999999999999E-2,0.314,0.313,2.5219999999999998,null,1.8006171919285454,11.576979205182042,8.5059958706225043]
[0.45893279147501909,22.78746848601109,0.68500000000000005,0.40500000000000003,-2.1999999999999999E-2,0.314,0.313,2.5219999999999998,null,3.1038567691935741,17.725643951978356,15.221806748316126]
[0.50748934487503339,23.56868532338304,0.95299999999999996,0.56499999999999995,-2.1999999999999999E-2,0.314,0.313,2.5219999999999998,null,3.1383194589993098,19.48631642772057,16.023065181267548]
[0.10857464220650026,8.6839965086591135,0.91900000000000004,0.63800000000000001,-2.1999999999999999E-2,0.314,0.313,2.5219999999999998,null,2.1009343916340097,16.314030783692321,9.7207922844916013]
[0.13246810949114896,9.069215364955955,0.71399999999999997,0.39200000000000002,-2.1999999999999999E-2,0.314,0.313,2.5219999999999998,null,2.1470396494311594,12.237885405257085,6.1155569360542374]
[0.88919118007444542,28.724755720557386,0.73599999999999999,0.74099999999999999,-2.1999999999999999E-2,0.314,0.313,2.5219999999999998,null,3.3400948346238737,33.131861344417821,11.675126485362588]
[0.37298473784410846,21.295541112277405,0.98,0.45400000000000001,-2.1999999999999999E-2,0.314,0.313,2.5219999999999998,null,3.0345458473488938,14.840539023447562,8.4645225254830319]
[3.1618451819777516E-2,6.9880408641353906,0.69499999999999995,0.64300000000000002,-2.1999999999999999E-2,0.314,0.313,2.5219999999999998,null,1.8679758372679365,18.720417889782574,13.9519256597946]
[0.53908283427260284,24.057036787797959,0.747,0.47399999999999998,-2.1999999999999999E-2,0.314,0.313,2.5219999999999998,null,3.1592743805231898,19.780131357336835,24.562547150328243]
[0.37493450436109288,21.33118832911947,0.747,0.35099999999999998,-2.1999999999999999E-2,0.314,0.313,2.5219999999999998,null,3.0362592150685126,14.082934023321375,9.9643810635719525]
[0.65198672152328363,25.694606452631998,0.54200000000000004,0.35399999999999998,-2.1999999999999999E-2,0.314,0.313,2.5219999999999998,null,3.2264986380217002,19.241697332319816,10.631201423452257]
[0.76672728223719133,27.218994408159382,0.71599999999999997,0.53900000000000003,-2.1999999999999999E-2,0.314,0.313,2.5219999999999998,null,3.2852579668795396,24.180996757210707,9.338949551591444]
[0.67336165265998327,25.98818466752256,0.73199999999999998,0.69199999999999995,-2.1999999999999999E-2,0.314,0.313,2.5219999999999998,null,3.2380867023376805,30.071892536317335,13.488919340681218]
[0.74765246273470098,26.973906627802407,0.51800000000000002,0.78500000000000003,-2.1999999999999999E-2,0.314,0.313,2.5219999999999998,null,3.2760406737350847,44.879197779839693,17.474599720232913]
[0.85227410789684477,28.282407541302987,0.75700000000000001,0.316,-2.1999999999999999E-2,0.314,0.313,2.5219999999999998,null,3.3242950189607257,13.760859084013738,7.8283586472072715]
[0.66926602235711641,25.932297324931962,0.98499999999999999,0.46600000000000003,-2.1999999999999999E-2,0.314,0.313,2.5219999999999998,null,3.2358910538663679,16.162732746876568,8.9225660313739183]
[0.68282902192433725,26.116725642488852,0.95299999999999996,0.63900000000000001,-2.1999999999999999E-2,0.314,0.313,2.5219999999999998,null,3.2431184720046722,22.775930608979937,25.513829255074658]
[6.2224814320948618E-2,7.7889248448315307,0.88700000000000001,0.44700000000000001,-2.1999999999999999E-2,0.314,0.313,2.5219999999999998,null,1.9847843176531259,11.308279813395247,9.7482109614022185]
[0.40074350779760037,21.794593231864251,0.93500000000000005,0.69499999999999995,-2.1999999999999999E-2,0.314,0.313,2.5219999999999998,null,3.0582693853919323,23.712966794511544,12.254198974871958]
[0.83846787408754697,28.114523204307911,0.55100000000000005,0.40799999999999997,-2.1999999999999999E-2,0.314,0.313,2.5219999999999998,null,3.3182325411061577,22.567230642704168,17.303162287868631]
[1.9231564651926991E-3,5.4903004774106252,0.55200000000000005,0.54600000000000004,-2.1999999999999999E-2,0.314,0.313,2.5219999999999998,null,1.6041351728162681,17.245553107469309,11.702041693399034]
[0.26464843323779708,19.142546581937729,0.92800000000000005,0.57799999999999996,-2.1999999999999999E-2,0.314,0.313,2.5219999999999998,null,2.9252065669359602,19.019740197916629,10.255848521449746]
[0.78485500383932738,27.449103210175458,0.77100000000000002,0.55400000000000005,-2.1999999999999999E-2,0.314,0.313,2.5219999999999998,null,3.2938352595862099,23.561907690231745,22.750632070138291]
[0.68262544153194049,26.113970986680123,0.53500000000000003,0.70699999999999996,-2.1999999999999999E-2,0.314,0.313,2.5219999999999998,null,3.2430109054116021,39.019018776445151,27.105965524966972]
[0.70802665895726113,26.454562170792503,0.67700000000000005,0.39800000000000002,-2.1999999999999999E-2,0.314,0.313,2.5219999999999998,null,3.2562236742934503,18.456872264279887,9.417634125531146]
[0.76628046384134485,27.213288446103117,0.85399999999999998,0.73299999999999998,-2.1999999999999999E-2,0.314,0.313,2.5219999999999998,null,3.2850443396652809,28.768548494862141,13.77996908607251]
[{"$f":"RAND()","v":0.63030493897219519},25.391854395821142,0.69599999999999995,0.54700000000000004,-2.1999999999999999E-2,0.314,0.313,2.5219999999999998,null,3.2144060993169989,24.509017258422464,26.243441302021925]
[0.93595112038778439,29.272063005192788,0.78500000000000003,0.38100000000000001,-2.1999999999999999E-2,0.314,0.313,2.5219999999999998,null,3.3593042040416408,16.321081688683577,17.431782003160169]
[0.19100488437433993,9.8862675476065043,0.91800000000000004,0.48599999999999999,-2.1999999999999999E-2,0.314,0.313,2.5219999999999998,null,2.2383006836802588,12.986979316384222,9.5869414366200267]
[0.6264660840422247,25.337711169410365,0.56499999999999995,0.57599999999999996,-2.1999999999999999E-2,0.314,0.313,2.5219999999999998,null,3.2122280047370984,30.198264215532504,14.954183311571901]
[0.94507009729479952,29.377191524818922,0.52400000000000002,0.58399999999999996,-2.1999999999999999E-2,0.314,0.313,2.5219999999999998,null,3.3629521169582879,34.052393367327852,10.794266815178133]
[0.71592742154382316,26.559249156473054,0.70399999999999996,0.55800000000000005,-2.1999999999999999E-2,0.314,0.313,2.5219999999999998,null,3.260250025354372,25.153727740645859,10.787499623486838]
[0.20136767149938062,17.673453757584291,0.61199999999999999,0.51900000000000002,-2.1999999999999999E-2,0.314,0.313,2.5219999999999998,null,2.8430821462384999,22.727769509821297,16.721348702586837]
[{"$f":"RAND()","v":0.38181291244882731},21.456210476589604,0.66200000000000003,0.41599999999999998,-2.1999999999999999E-2,0.314,0.313,2.5219999999999998,null,3.0422452433991718,18.31514622744702,7.2965664671523385]
[0.42355320176100253,22.191866424224468,0.61199999999999999,0.48699999999999999,-2.1999999999999999E-2,0.314,0.313,2.5219999999999998,null,3.0767602277463597,23.002738902233951,18.833734490293786]
[0.62393754282256386,25.301957950191451,0.79300000000000004,0.66100000000000003,-2.1999999999999999E-2,0.314,0.313,2.5219999999999998,null,3.2107871046441079,26.801647889987613,7.3413023591222784]
[0.24554382903577299,18.719569072292785,0.63,0.65500000000000003,-2.1999999999999999E-2,0.314,0.313,2.5219999999999998,null,2.902245118447158,28.609524517363823,11.524628209846947]
[0.55187302984434972,24.25065716463989,0.71899999999999997,0.64900000000000002,-2.1999999999999999E-2,0.314,0.313,2.5219999999999998,null,3.1674624422190178,27.949206170950031,8.8057397255476868]
[0.28857515984185322,19.651296745164245,0.61299999999999999,0.70399999999999996,-2.1999999999999999E-2,0.314,0.313,2.5219999999999998,null,2.9521431539947791,31.89821867825431,9.5513901969124806]
[0.41836005927533226,22.102377634750088,0.746,0.49399999999999999,-2.1999999999999999E-2,0.314,0.313,2.5219999999999998,null,3.0726247699077205,20.072250645648193,11.014105164854]
[0.94196830053792779,29.341489477612864,0.51400000000000001,0.45200000000000001,-2.1999999999999999E-2,0.314,0.313,2.5219999999999998,null,3.3617147637319791,26.733562986398582,5.5386119043304474]
[0.81875846242059025,27.872442357048236,0.78100000000000003,0.311,-2.1999999999999999E-2,0.314,0.313,2.5219999999999998,null,3.3094255155632215,13.163527290012986,12.568540080277176]
[0.82772579916488698,27.982940836447931,0.51900000000000002,0.46200000000000002,-2.1999999999999999E-2,0.314,0.313,2.5219999999999998,null,3.313455133461213,26.699479697639031,13.283331982023213]
[0.44721164326396112,22.592775398706291,0.83899999999999997,0.71899999999999997,-2.1999999999999999E-2,0.314,0.313,2.5219999999999998,null,3.0950798788499427,26.930050875498132,11.835489215406961]
[0.91917200815549893,{"$f":"IF($B$13=\"exact vlaue\",$B$15,(IF(A49818<=$B$17,($B$14+(SQRT(A49818*($B$16-$B$14)*($B$15-$B$14)))),($B$16+((SQRT(A49818)-1)*(SQRT(($B$16-$B$14)*($B$16-$B$15))))))))","v":29.077277312321534},{"$f":"IF($C$13=\"exact value\",$C$15,(RANDBETWEEN(($C$14*1000),($C$16*1000))/1000))","v":0.80600000000000005},{"$f":"IF($D$13=\"exact value\",$D$15,(RANDBETWEEN(($D$14*1000),($D$16*1000))/1000))","v":0.39100000000000001},{"$f":"IF($E$13=\"exact value\",$E$15,(RANDBETWEEN(($E$14*1000),($E$16*1000))/1000))","v":-2.1999999999999999E-2},{"$f":"IF($F$13=\"exact value\",$F$15,(RANDBETWEEN(($F$14*1000),($F$16*1000))/1000))","v":0.314},{"$f":"IF($G$13=\"exact value\",$G$15,(RANDBETWEEN(($G$14*1000),($G$16*1000))/1000))","v":0.313},{"$f":"IF($H$13=\"exact value\",$H$15,(RANDBETWEEN(($H$14*1000),($H$16*1000))/1000))","v":2.5219999999999998},null,3.3525098473837778,16.381381870630715,6.6287537695657468]
[0.3698025962568624,21.23716189669512,0.51700000000000002,0.751,-2.1999999999999999E-2,0.314,0.313,2.5219999999999998,null,3.0317335176087892,39.691904969538157,15.783478327634535]
[0.54456001679088117,24.140229545262017,0.97199999999999998,0.69599999999999995,-2.1999999999999999E-2,0.314,0.313,2.5219999999999998,null,3.1628007606596444,23.831521575049656,10.40060947423493]
[0.58296669047907002,24.712203556166031,0.63600000000000001,0.73899999999999999,-2.1999999999999999E-2,0.314,0.313,2.5219999999999998,null,3.1867146078950954,35.133881201693917,19.669576116112889]
[0.6320023951368744,25.41574274384535,0.88900000000000001,0.498,-2.1999999999999999E-2,0.314,0.313,2.5219999999999998,null,3.2153655823280705,18.546675280838944,17.902181336298327]
[0.54727569757233696,24.181322787756361,0.60599999999999998,0.36199999999999999,-2.1999999999999999E-2,0.314,0.313,2.5219999999999998,null,3.1645380448080669,17.722954221134458,15.420402277287492]
[0.76824916687043288,27.238416720382098,0.72099999999999997,0.58599999999999997,-2.1999999999999999E-2,0.314,0.313,2.5219999999999998,null,3.2859847826770334,26.157270733322964,12.08628470079605]
[0.10297370707573628,{"$f":"IF($B$13=\"exact vlaue\",$B$15,(IF(A50138<=$B$17,($B$14+(SQRT(A50138*($B$16-$B$14)*($B$15-$B$14)))),($B$16+((SQRT(A50138)-1)*(SQRT(($B$16-$B$14)*($B$16-$B$15))))))))","v":8.5877170156614966},{"$f":"IF($C$13=\"exact value\",$C$15,(RANDBETWEEN(($C$14*1000),($C$16*1000))/1000))","v":0.80700000000000005},{"$f":"IF($D$13=\"exact value\",$D$15,(RANDBETWEEN(($D$14*1000),($D$16*1000))/1000))","v":0.42},{"$f":"IF($E$13=\"exact value\",$E$15,(RANDBETWEEN(($E$14*1000),($E$16*1000))/1000))","v":-2.1999999999999999E-2},{"$f":"IF($F$13=\"exact value\",$F$15,(RANDBETWEEN(($F$14*1000),($F$16*1000))/1000))","v":0.314},{"$f":"IF($G$13=\"exact value\",$G$15,(RANDBETWEEN(($G$14*1000),($G$16*1000))/1000))","v":0.313},{"$f":"IF($H$13=\"exact value\",$H$15,(RANDBETWEEN(($H$14*1000),($H$16*1000))/1000))","v":2.5219999999999998},null,2.0890703855376591,11.76740860962566,19.052199717671044]
[0.22104106601300189,18.1521948559725,0.68100000000000005,0.70399999999999996,-2.1999999999999999E-2,0.314,0.313,2.5219999999999998,null,2.8705926001696871,28.712652908357683,23.515512194660445]
[0.97347074321355065,29.701400172431704,0.61199999999999999,0.39100000000000001,-2.1999999999999999E-2,0.314,0.313,2.5219999999999998,null,3.3741189205296753,20.334973136868754,34.783136251059375]
[0.31885598949960059,20.26580012835602,0.60299999999999998,0.51600000000000001,-2.1999999999999999E-2,0.314,0.313,2.5219999999999998,null,2.9837398192848577,23.914173996124397,8.5176304970425534]
[0.12524469781006231,8.9567141956752181,0.627,0.60099999999999998,-2.1999999999999999E-2,0.314,0.313,2.5219999999999998,null,2.1337936961481554,20.550011383944515,16.590459268504723]
[0.35511172413925896,20.964329120670033,0.73199999999999998,0.46800000000000003,-2.1999999999999999E-2,0.314,0.313,2.5219999999999998,null,3.0184842895702935,18.958084983928348,7.5425860260278066]
[2.468921159063342E-2,6.7567445599258811,0.96899999999999997,0.56599999999999995,-2.1999999999999999E-2,0.314,0.313,2.5219999999999998,null,1.831525360866407,12.794017844929495,8.188949340299045]
[0.92746176678382364,29.173731835071969,0.54500000000000004,0.73299999999999998,-2.1999999999999999E-2,0.314,0.313,2.5219999999999998,null,3.3558800670257916,41.387302032257018,19.405878225728834]
[0.94751007367687701,29.405234789716321,0.60499999999999998,0.38700000000000001,-2.1999999999999999E-2,0.314,0.313,2.5219999999999998,null,3.3639229612028028,20.236762039429422,11.157217226514907]
[0.5590226594251253,24.357912561456828,0.78100000000000003,0.58799999999999997,-2.1999999999999999E-2,0.314,0.313,2.5219999999999998,null,3.171969493711829,23.822076655062812,18.407588111260118]
[0.25190326917044037,18.862137811741192,0.64800000000000002,0.66800000000000004,-2.1999999999999999E-2,0.314,0.313,2.5219999999999998,null,2.9100435808812306,28.639419287567719,16.719191453625395]
[0.12512045740980016,8.9547512154653948,0.57699999999999996,0.44600000000000001,-2.1999999999999999E-2,0.314,0.313,2.5219999999999998,null,2.1335610055053853,16.206632944109543,13.141492044252791]
[0.39197516672343358,21.638876766611439,0.71699999999999997,0.45100000000000001,-2.1999999999999999E-2,0.314,0.313,2.5219999999999998,null,3.0509273109808293,18.750116783379553,11.122399948861618]
[0.74107128702641989,26.888622641277088,0.64400000000000002,0.56399999999999995,-2.1999999999999999E-2,0.314,0.313,2.5219999999999998,null,3.2728132680783042,27.31000790794393,23.630835402360159]
[0.25349243649851283,18.897482519500102,0.90900000000000003,0.36699999999999999,-2.1999999999999999E-2,0.314,0.313,2.5219999999999998,null,2.911967548938172,12.214406169019474,9.140500506169321]
[0.68210467355103832,26.106922580898743,0.58699999999999997,0.54900000000000004,-2.1999999999999999E-2,0.314,0.313,2.5219999999999998,null,3.242735619411421,28.241078295446904,32.693653507861775]
[0.50717302134000619,23.563720077743906,0.89600000000000002,0.34799999999999998,-2.1999999999999999E-2,0.314,0.313,2.5219999999999998,null,3.1381041308961422,12.573459738830584,7.9634333180537986]
[0.39382159097979863,21.671810933707359,0.78700000000000003,0.436,-2.1999999999999999E-2,0.314,0.313,2.5219999999999998,null,3.0524846689982179,16.906794214748672,12.438765290699685]
[0.24990010388775186,18.817426144337269,0.57299999999999995,0.748,-2.1999999999999999E-2,0.314,0.313,2.5219999999999998,null,2.907604410151885,35.140764549971131,14.172193892622889]
[0.46654899401064731,22.912646549196307,0.71399999999999997,0.52400000000000002,-2.1999999999999999E-2,0.314,0.313,2.5219999999999998,null,3.1094594471636512,22.267682660125732,6.7266840604827172]
[0.30712167141933666,20.031286804591815,0.86499999999999999,0.67200000000000004,-2.1999999999999999E-2,0.314,0.313,2.5219999999999998,null,2.9717991167570874,23.656681451897917,4.7361377462304333]
[0.4391822019986984,22.457926805897259,0.52700000000000002,0.53100000000000003,-2.1999999999999999E-2,0.314,0.313,2.5219999999999998,null,3.0889553288433564,28.185297990104566,13.164113893023089]
[0.21926498820107077,18.109873892336765,0.56399999999999995,0.497,-2.1999999999999999E-2,0.314,0.313,2.5219999999999998,null,2.8681909435400748,23.326474661783635,9.074640388808966]
[0.83776139665379434,28.105895373934501,0.54500000000000004,0.67200000000000004,-2.1999999999999999E-2,0.314,0.313,2.5219999999999998,null,3.3179199858049486,37.475911229702504,11.280723605377984]
[0.80094954109940719,27.651185968847766,0.76700000000000002,0.75600000000000001,-2.1999999999999999E-2,0.314,0.313,2.5219999999999998,null,3.3013076685625324,32.357171983108557,7.6494587902932238]
[0.86634842625888775,28.452157925071834,0.67600000000000005,0.69599999999999995,-2.1999999999999999E-2,0.314,0.313,2.5219999999999998,null,3.3303877317685662,33.092497652350986,7.0878902935988304]
[0.7849775461838171,27.450649637535442,0.80800000000000005,0.56100000000000005,-2.1999999999999999E-2,0.314,0.313,2.5219999999999998,null,3.2938926543700751,23.026684968423755,12.170919430299941]
[0.75256079915799379,27.037268559271808,0.79500000000000004,0.57399999999999995,-2.1999999999999999E-2,0.314,0.313,2.5219999999999998,null,3.2784317543930204,23.734916311719889,7.1490137347471716]
[0.15426352638561769,9.3912345414703395,0.82099999999999995,0.36,-2.1999999999999999E-2,0.314,0.313,2.5219999999999998,null,2.184010329999015,10.264813791393815,28.542103617123548]
[0.31734298183409282,20.235807470144948,0.51800000000000002,0.73299999999999998,-2.1999999999999999E-2,0.314,0.313,2.5219999999999998,null,2.9822206160314377,38.062090051695719,9.1255042847634797]
[0.99927019273577666,29.991839017475769,0.53100000000000003,0.71199999999999997,-2.1999999999999999E-2,0.314,0.313,2.5219999999999998,null,3.384017758734184,41.383361134462739,13.310153518861554]
[0.37702700873165407,21.369342233936649,0.54700000000000004,0.41299999999999998,-2.1999999999999999E-2,0.314,0.313,2.5219999999999998,null,3.0380898176810218,20.963995234626061,10.545207852583189]
[0.27935025238218958,19.457743393559522,0.91100000000000003,0.71099999999999997,-2.1999999999999999E-2,0.314,0.313,2.5219999999999998,null,2.9419805300072084,23.848797310801299,13.227428291561903]
[0.88028488597707655,28.618892265168657,0.78800000000000003,0.56100000000000005,-2.1999999999999999E-2,0.314,0.313,2.5219999999999998,null,3.3363362630269897,23.787761906218144,17.01374667921591]
[0.66953007524584751,25.935905633840655,0.78200000000000003,0.32300000000000001,-2.1999999999999999E-2,0.314,0.313,2.5219999999999998,null,3.2360329593659429,13.342700540617948,21.505163932348431]
[0.9478649930818327,29.409310958599498,0.98099999999999998,0.64400000000000002,-2.1999999999999999E-2,0.314,0.313,2.5219999999999998,null,3.3640639977547897,23.323807071371416,13.676687829435931]
[9.6492561261444232E-2,8.4729771317531775,0.84699999999999998,0.40400000000000003,-2.1999999999999999E-2,0.314,0.313,2.5219999999999998,null,2.0747448012128764,10.87588144486241,18.519373184381916]
[0.26833260835416251,19.222338146816831,0.63500000000000001,0.55800000000000005,-2.1999999999999999E-2,0.314,0.313,2.5219999999999998,null,2.929479552759088,24.442714442137138,7.7869094687924489]
[0.36289229508927956,21.109515009957505,0.61899999999999999,0.503,-2.1999999999999999E-2,0.314,0.313,2.5219999999999998,null,3.0255566199201609,23.168662215982433,8.3336470269825362]
[6.6749410368628026E-2,7.8885422441221982,0.85,0.34499999999999997,-2.1999999999999999E-2,0.314,0.313,2.5219999999999998,null,1.9984009014908286,9.0423737355891696,5.8053149206489358]
[0.99983869450182061,29.998196476972154,0.86499999999999999,0.78,-2.1999999999999999E-2,0.314,0.313,2.5219999999999998,null,3.3842333435439471,31.283443002525857,8.9010597598070973]
[0.29258351246369962,19.734433131951331,0.66700000000000004,0.76600000000000001,-2.1999999999999999E-2,0.314,0.313,2.5219999999999998,null,2.9564767516347445,32.620802893772357,28.72648561211216]
[0.67440775587722468,26.002432105579761,0.89400000000000002,0.51300000000000001,-2.1999999999999999E-2,0.314,0.313,2.5219999999999998,null,3.2386456715628982,19.164625754502598,8.6210182529756239]
[0.36962722954776495,21.233937349948377,0.876,0.66,-2.1999999999999999E-2,0.314,0.313,2.5219999999999998,null,3.0315779491587662,23.453438054418768,18.225050190184074]
[0.99987784426340798,29.998634215634819,0.79900000000000004,0.34499999999999997,-2.1999999999999999E-2,0.314,0.313,2.5219999999999998,null,3.3842481857828033,14.69783593023608,22.300007497010764]
[0.88124966177036057,28.630385726428663,0.89400000000000002,0.314,-2.1999999999999999E-2,0.314,0.313,2.5219999999999998,null,3.3367450108091425,12.099089824087244,8.1197588183900837]
[0.83563724231071979,28.079932279325718,0.83899999999999997,0.77300000000000002,-2.1999999999999999E-2,0.314,0.313,2.5219999999999998,null,3.3169788462887633,31.061584580539574,8.5460918207676659]
[0.50055203637599577,23.459434579455987,0.93700000000000006,0.502,-2.1999999999999999E-2,0.314,0.313,2.5219999999999998,null,3.133570825239691,17.510100194429949,9.0166239432776987]
[0.12616702299922689,8.9712564604799034,0.81399999999999995,0.69599999999999995,-2.1999999999999999E-2,0.314,0.313,2.5219999999999998,null,2.1355158403602017,19.665280549360848,12.487307871603361]
[8.5543096726493517E-2,8.2699980261173991,0.623,0.59799999999999998,-2.1999999999999999E-2,0.314,0.313,2.5219999999999998,null,2.0488871162377329,19.987128295710285,16.837692365853076]
[2.9968250627760762E-2,6.935466695262436,0.70399999999999996,0.68100000000000005,-2.1999999999999999E-2,0.314,0.313,2.5219999999999998,null,1.859806937890969,19.590744841288835,8.1694618971490556]
[0.38638936965658344,21.538769308627387,0.75800000000000001,0.44500000000000001,-2.1999999999999999E-2,0.314,0.313,2.5219999999999998,null,3.0461785784424946,17.715012560049452,13.77145016523083]
[0.65699405283780787,25.763807153434144,0.76,0.45900000000000002,-2.1999999999999999E-2,0.314,0.313,2.5219999999999998,null,3.2292422387504089,19.332900528037388,17.582383701068437]
[0.4064075584146416,21.89427652824347,0.94399999999999995,0.41699999999999998,-2.1999999999999999E-2,0.314,0.313,2.5219999999999998,null,3.0629413274237738,14.146234430905626,22.41844298091171]
[0.52509996738561415,23.8427144278476,0.98199999999999998,0.747,-2.1999999999999999E-2,0.314,0.313,2.5219999999999998,null,3.1501319508510268,25.280175373833401,13.789966850303012]
[0.69580616623730862,26.291480505212391,0.53800000000000003,0.47,-2.1999999999999999E-2,0.314,0.313,2.5219999999999998,null,3.2499189284937051,25.887822883703933,17.139068067271918]
[0.4144900342150607,22.035327209841,0.7,0.56999999999999995,-2.1999999999999999E-2,0.314,0.313,2.5219999999999998,null,3.069514984083908,24.273963214955856,24.238232429985864]
[0.75912148719757444,27.121638967872194,0.7,0.63500000000000001,-2.1999999999999999E-2,0.314,0.313,2.5219999999999998,null,{"$f":"-LN(-LN(1-(1/B52953)))","v":3.281606777879055},{"$f":"D52953*(C52953^((E52953*J52953)+F52953-1))*EXP((G52953*J52953)+H52953)","v":28.946286561344582},8.5265847353072015]
[0.34179713801631784,20.712138169430112,0.78100000000000003,0.42199999999999999,-2.1999999999999999E-2,0.314,0.313,2.5219999999999998,null,3.0060792861806829,16.217085835813492,10.066603625900662]
[0.74928488509444635,26.99500266058735,0.876,0.65100000000000002,-2.1999999999999999E-2,0.314,0.313,2.5219999999999998,null,3.2768374070786765,24.997290705171732,11.595755981296053]
[0.70482230559210757,26.411937325344127,0.94599999999999995,0.49099999999999999,-2.1999999999999999E-2,0.314,0.313,2.5219999999999998,null,3.2545796295967704,17.662234987585371,7.7185378198746966]
[0.82138763930995251,27.904902369489744,0.97799999999999998,0.66900000000000004,-2.1999999999999999E-2,0.314,0.313,2.5219999999999998,null,3.3106109410520888,23.882135663572587,10.200175295927787]
[0.93413427135242066,29.251056288451757,0.55200000000000005,0.64800000000000002,-2.1999999999999999E-2,0.314,0.313,2.5219999999999998,null,3.3585736820742085,36.266711954964734,15.024352913239591]
[0.91433592150952347,29.020806626905074,0.95,0.44800000000000001,-2.1999999999999999E-2,0.314,0.313,2.5219999999999998,null,3.3505314183176798,16.555566717043043,17.408028045663411]
[7.0076138107698638E-3,5.9359229275673471,0.74,0.47099999999999997,-2.1999999999999999E-2,0.314,0.313,2.5219999999999998,null,{"$f":"-LN(-LN(1-(1/B53273)))","v":1.6901987751097529},{"$f":"D53273*(C53273^((E53273*J53273)+F53273-1))*EXP((G53273*J53273)+H53273)","v":12.377614135162089},18.445417241915841]
[0.83724452975852826,28.099580850890135,0.749,0.55600000000000005,-2.1999999999999999E-2,0.314,0.313,2.5219999999999998,null,3.317691171376123,24.35678853126009,6.5644902751721634]
[0.50855856452893911,23.585457132242976,0.84099999999999997,0.56399999999999995,-2.1999999999999999E-2,0.314,0.313,2.5219999999999998,null,3.1390464602924109,21.382423813253293,5.4439031525556718]
[6.7054333280986533E-2,7.8951324080468783,0.83899999999999997,0.65900000000000003,-2.1999999999999999E-2,0.314,0.313,2.5219999999999998,null,1.9992951779972847,17.442198340314302,13.820354181062417]
[0.83283744519008229,28.045660479811175,0.61699999999999999,0.33300000000000002,-2.1999999999999999E-2,0.314,0.313,2.5219999999999998,null,3.3157351653412457,16.889582189182164,13.076290819386925]
[0.79735715314166977,27.606257310364867,0.90100000000000002,0.69599999999999995,-2.1999999999999999E-2,0.314,0.313,2.5219999999999998,null,3.2996511641805673,26.350004925144216,12.482574548089296]
[0.68416648024452709,26.134812652138599,0.78600000000000003,0.68799999999999994,-2.1999999999999999E-2,0.314,0.313,2.5219999999999998,null,3.2438244645675081,28.381080812768339,18.384973439127339]
[0.87466401751748246,28.55180474403382,0.54700000000000004,0.63200000000000001,-2.1999999999999999E-2,0.314,0.313,2.5219999999999998,null,3.3339470552800012,35.331623300203582,9.2032639395309488]
[0.23473447938542302,18.472936412255166,0.72699999999999998,0.626,-2.1999999999999999E-2,0.314,0.313,2.5219999999999998,null,2.8886090304294583,24.451893459939122,20.427323909332223]
[0.25962637111145137,19.032879175379534,0.54800000000000004,0.50900000000000001,-2.1999999999999999E-2,0.314,0.313,2.5219999999999998,null,2.9193037072455441,24.820748424825435,21.001421504162817]
[0.49717772573781283,23.406021302554961,0.56200000000000006,0.64100000000000001,-2.1999999999999999E-2,0.314,0.313,2.5219999999999998,null,3.1312409569631066,32.863380832595723,24.114878584625146]
[0.9860072079459683,29.843004693418244,0.84799999999999998,0.47499999999999998,-2.1999999999999999E-2,0.314,0.313,2.5219999999999998,null,3.3789573794051226,19.308269712764321,16.560381774962806]
[0.57140030905307759,24.541987308233043,0.89700000000000002,0.58399999999999996,-2.1999999999999999E-2,0.314,0.313,2.5219999999999998,null,3.1796575749155673,21.360643010806644,7.0523739514732613]
[0.32723394349991963,20.430605217134826,0.63200000000000001,0.47899999999999998,-2.1999999999999999E-2,0.314,0.313,2.5219999999999998,null,2.9920466570523647,21.486885624922351,17.081699658630512]
[3.9258856706856693E-2,7.2152555356791428,0.877,0.66300000000000003,-2.1999999999999999E-2,0.314,0.313,2.5219999999999998,null,1.9025294644151949,16.478248529664032,18.534877886559752]
[0.48413004131176662,23.197759113781508,0.55200000000000005,0.32100000000000001,-2.1999999999999999E-2,0.314,0.313,2.5219999999999998,null,3.1221044149709218,16.63226664063523,12.579679523089343]
[0.26482099945489146,19.146296358089621,0.71899999999999997,0.60399999999999998,-2.1999999999999999E-2,0.314,0.313,2.5219999999999998,null,2.9254077839677461,24.07106312118886,7.0850952157184848]
[0.90844540772157711,28.951821341970721,0.93700000000000006,0.432,-2.1999999999999999E-2,0.314,0.313,2.5219999999999998,null,3.348109220370266,16.120003986087266,10.593641451982664]
[3.127334052383568E-2,6.9771614920080403,0.83699999999999997,0.35799999999999998,-2.1999999999999999E-2,0.314,0.313,2.5219999999999998,null,1.8662909047141036,9.1001704155746825,17.535605899679783]
[0.72557698757024514,26.686327700853067,0.60599999999999998,0.42899999999999999,-2.1999999999999999E-2,0.314,0.313,2.5219999999999998,null,3.2651158857780351,21.69892049202349,28.166557845038334]
[0.67328727221153373,25.987171219213028,0.53600000000000003,0.41599999999999998,-2.1999999999999999E-2,0.314,0.313,2.5219999999999998,null,3.2380469298480676,22.889257026957655,14.939018924190027]
[0.27135802895247452,19.287453743992913,0.96899999999999997,0.61699999999999999,-2.1999999999999999E-2,0.314,0.313,2.5219999999999998,null,2.9329531276315457,19.702836414444594,10.88468337627187]
[6.3892121517513445E-2,7.8260423191610524,0.91,0.61,-2.1999999999999999E-2,0.314,0.313,2.5219999999999998,null,1.9898796252364339,15.170637235764859,10.054344379481888]
[0.42343705758323003,22.189871032157654,0.70399999999999996,0.73399999999999999,-2.1999999999999999E-2,0.314,0.313,2.5219999999999998,null,3.0766682028827126,31.195614874296584,14.268083355753216]
[7.9301969159785046E-2,8.148451388377012,0.65700000000000003,0.67900000000000005,-2.1999999999999999E-2,0.314,0.313,2.5219999999999998,null,2.0330760190146591,21.718758561451921,12.617383804576637]
[0.78595350442232537,27.462961470019696,0.79300000000000004,0.64900000000000002,-2.1999999999999999E-2,0.314,0.313,2.5219999999999998,null,3.2943494836231029,27.023953868575578,17.170072626806014]
[0.1113966682286659,8.7315658279847135,0.60799999999999998,0.47399999999999998,-2.1999999999999999E-2,0.314,0.313,2.5219999999999998,null,2.1067444295859055,16.432568432035744,29.701822841399569]
[0.90327963915901111,28.891139431354897,0.56699999999999995,0.35699999999999998,-2.1999999999999999E-2,0.314,0.313,2.5219999999999998,null,3.3459737067894872,19.497197481953712,12.000788208820053]
[0.14120947575991483,9.2013312735357289,0.89900000000000002,0.64800000000000002,-2.1999999999999999E-2,0.314,0.313,2.5219999999999998,null,2.1623738106512902,17.168280105035478,14.808312985378839]
[0.12109899257678003,8.8906778422400254,0.50700000000000001,0.45900000000000002,-2.1999999999999999E-2,0.314,0.313,2.5219999999999998,null,2.1259358298788955,18.291620761078384,17.005106647260419]
[0.97778355018314222,29.750217427322298,0.89500000000000002,0.32100000000000001,-2.1999999999999999E-2,0.314,0.313,2.5219999999999998,null,3.3757895943691132,12.511467618353983,14.334945156297964]
[0.81557917290972781,27.83312091865222,0.70899999999999996,0.54600000000000004,-2.1999999999999999E-2,0.314,0.313,2.5219999999999998,null,3.3079876286363632,24.858670607498656,9.7239405280453273]
[0.93460714269340539,29.256525672207871,0.52200000000000002,0.32700000000000001,-2.1999999999999999E-2,0.314,0.313,2.5219999999999998,null,3.3587639347825187,19.096306962429392,25.2569901773306]
[0.47626798601841625,23.070910972854644,0.89400000000000002,0.623,-2.1999999999999999E-2,0.314,0.313,2.5219999999999998,null,3.1164983409569107,22.394236489491032,17.14581062430031]
[0.17190430772383336,9.6355192228572584,0.69,0.77300000000000002,-2.1999999999999999E-2,0.314,0.313,2.5219999999999998,null,2.2111702188609743,25.259956698727926,13.936543244327549]
[0.33818254880738263,20.642830305118601,0.56899999999999995,0.44900000000000001,-2.1999999999999999E-2,0.314,0.313,2.5219999999999998,null,3.0026429648141493,21.870999307309056,9.4854824533805537]
[0.17270420731045444,9.6462916303011816,0.61199999999999999,0.439,-2.1999999999999999E-2,0.314,0.313,2.5219999999999998,null,2.2123510594271205,15.673176165852187,10.217772312579655]
[0.93169170069076268,29.222782652179568,0.83899999999999997,0.75700000000000001,-2.1999999999999999E-2,0.314,0.313,2.5219999999999998,null,3.3575896049074827,30.812610667449608,6.5034722125255904]
[0.40256085756253213,21.826653617196214,0.93899999999999995,0.34,-2.1999999999999999E-2,0.314,0.313,2.5219999999999998,null,3.0597743701251425,11.568816135019713,12.434459892193065]
[0.35698815092336378,20.999487718775594,0.84799999999999998,0.61699999999999999,-2.1999999999999999E-2,0.314,0.313,2.5219999999999998,null,3.0202015407865912,22.387344796102958,10.392064932711994]
[0.93540646195287303,29.26576771358507,0.56299999999999994,0.75600000000000001,-2.1999999999999999E-2,0.314,0.313,2.5219999999999998,null,3.359085337268616,41.688436342719569,15.360853929674136]
[0.33822547474994813,20.643655554997792,0.78200000000000003,0.55100000000000005,-2.1999999999999999E-2,0.314,0.313,2.5219999999999998,null,3.0026839507191689,21.131215003397397,11.039957282410933]
[0.82473449421786049,27.946147823347694,0.55900000000000005,0.79900000000000004,-2.1999999999999999E-2,0.314,0.313,2.5219999999999998,null,3.3121151822096495,43.626244216720821,21.597414816613181]
[{"$f":"RAND()","v":0.39721608525746055},21.732156796421293,0.76800000000000002,0.70799999999999996,-2.1999999999999999E-2,0.314,0.313,2.5219999999999998,null,3.0553319633220699,27.989547468989411,28.525662235393327]
[0.32277339860312537,20.343126713671658,0.61099999999999999,0.42799999999999999,-2.1999999999999999E-2,0.314,0.313,2.5219999999999998,null,2.9876459872582801,19.665115285765843,10.158472057395697]
[0.48552389383725958,23.220140066031963,0.88500000000000001,0.55400000000000005,-2.1999999999999999E-2,0.314,0.313,2.5219999999999998,null,3.1230902901767728,20.108398379582614,15.065642325066998]
[0.15387998352558796,9.3857722171469984,0.55300000000000005,0.47399999999999998,-2.1999999999999999E-2,0.314,0.313,2.5219999999999998,null,2.1833944918711401,18.059911794714967,7.3867393418708547]
[0.95935077748261677,29.540813067758471,0.78100000000000003,0.61199999999999999,-2.1999999999999999E-2,0.314,0.313,2.5219999999999998,null,3.3686033649999465,26.396561759607739,9.3265112116553652]
[0.9560175873507597,29.502732439827579,0.86599999999999999,0.48399999999999999,-2.1999999999999999E-2,0.314,0.313,2.5219999999999998,null,3.3672909651324425,19.29111734344588,31.014869666778118]
[6.5123933837522019E-2,7.8531546978196349,0.68100000000000005,0.57599999999999996,-2.1999999999999999E-2,0.314,0.313,2.5219999999999998,null,1.993585091065148,17.721013964281138,12.72268519992026]
[{"$f":"RAND()","v":0.61103650852425462},25.118400700305354,0.50900000000000001,0.42799999999999999,-2.1999999999999999E-2,0.314,0.313,2.5219999999999998,null,3.203356635837237,24.212543507944115,9.070688870649569]
[8.69556025041196E-2,8.2968849408214034,0.98699999999999999,0.54600000000000004,-2.1999999999999999E-2,0.314,0.313,2.5219999999999998,null,2.0523510307440307,13.050374945648526,10.326164629323619]
[0.68876709989521478,26.196894149079768,0.67800000000000005,0.54900000000000004,-2.1999999999999999E-2,0.314,0.313,2.5219999999999998,null,3.2462439142028421,25.349422499628968,6.1507709711103713]
[0.96198211874212058,29.570828594721235,0.59899999999999998,0.53800000000000003,-2.1999999999999999E-2,0.314,0.313,2.5219999999999998,null,3.3696365988183086,28.399240046582388,14.112334367772737]
[0.45044702670948256,22.646768820774181,0.53600000000000003,0.75800000000000001,-2.1999999999999999E-2,0.314,0.313,2.5219999999999998,null,3.0975216693342387,39.835299225421544,17.572805255865472]
[0.39782996553871053,21.743042526910745,0.504,0.71199999999999997,-2.1999999999999999E-2,0.314,0.313,2.5219999999999998,null,3.0558447216059452,38.663594487874832,19.602443565996523]
[0.66723037400484031,25.90445605812473,0.90700000000000003,0.56100000000000005,-2.1999999999999999E-2,0.314,0.313,2.5219999999999998,null,3.2347954507014611,20.704802309186114,11.074582560297653]
[0.40246599974346631,21.824981995668047,0.629,0.51700000000000002,-2.1999999999999999E-2,0.314,0.313,2.5219999999999998,null,3.0596959565124107,23.789078224445181,10.64092208121561]
[0.5092171441237886,23.595778856599978,0.55900000000000005,0.34399999999999997,-2.1999999999999999E-2,0.314,0.313,2.5219999999999998,null,3.1394936095341581,17.755588485241987,15.570732477087457]
[0.1577232919550331,9.4402039924286285,0.84899999999999998,0.57999999999999996,-2.1999999999999999E-2,0.314,0.313,2.5219999999999998,null,2.189514376167379,16.163756337870776,9.5709006309856974]
[0.90838124239103013,28.95106865621992,0.55800000000000005,0.74399999999999999,-2.1999999999999999E-2,0.314,0.313,2.5219999999999998,null,3.3480827598244298,41.157955353408305,18.169210893898139]
[0.4563897168633777,{"$f":"IF($B$13=\"exact vlaue\",$B$15,(IF(A56282<=$B$17,($B$14+(SQRT(A56282*($B$16-$B$14)*($B$15-$B$14)))),($B$16+((SQRT(A56282)-1)*(SQRT(($B$16-$B$14)*($B$16-$B$15))))))))","v":22.745440124952879},{"$f":"IF($C$13=\"exact value\",$C$15,(RANDBETWEEN(($C$14*1000),($C$16*1000))/1000))","v":0.88300000000000001},{"$f":"IF($D$13=\"exact value\",$D$15,(RANDBETWEEN(($D$14*1000),($D$16*1000))/1000))","v":0.59399999999999997},{"$f":"IF($E$13=\"exact value\",$E$15,(RANDBETWEEN(($E$14*1000),($E$16*1000))/1000))","v":-2.1999999999999999E-2},{"$f":"IF($F$13=\"exact value\",$F$15,(RANDBETWEEN(($F$14*1000),($F$16*1000))/1000))","v":0.314},{"$f":"IF($G$13=\"exact value\",$G$15,(RANDBETWEEN(($G$14*1000),($G$16*1000))/1000))","v":0.313},{"$f":"IF($H$13=\"exact value\",$H$15,(RANDBETWEEN(($H$14*1000),($H$16*1000))/1000))","v":2.5219999999999998},null,3.1019686145985732,21.453563687885769,13.695717614857529]
[0.62524269451806902,25.320421640327858,0.505,0.505,-2.1999999999999999E-2,0.314,0.313,2.5219999999999998,null,3.2115314740909184,28.81672421964938,24.20210892817818]
[0.74329522309448326,26.917484337469908,0.90100000000000002,0.68100000000000005,-2.1999999999999999E-2,0.314,0.313,2.5219999999999998,null,3.2739066492448985,25.573688487406951,31.480425072016608]
[0.57263202874803287,24.56019533162754,0.66200000000000003,0.38900000000000001,-2.1999999999999999E-2,0.314,0.313,2.5219999999999998,null,3.1804148491762039,17.905777177549762,24.136137746214313]
[0.96258824803899368,29.57773685017122,0.54900000000000004,0.55700000000000005,-2.1999999999999999E-2,0.314,0.313,2.5219999999999998,null,3.3698742527603409,31.418663382477177,13.790019793371441]
[0.69101069951569372,26.227094426284161,0.84299999999999997,0.32,-2.1999999999999999E-2,0.314,0.313,2.5219999999999998,null,3.2474187704355568,12.533063679158527,20.276995112050507]
[0.71946048596368195,26.60587613222577,0.92500000000000004,0.38300000000000001,-2.1999999999999999E-2,0.314,0.313,2.5219999999999998,null,3.2620381324358396,14.046512728070899,13.132370308805699]
[0.75422578181812905,{"$f":"IF($B$13=\"exact vlaue\",$B$15,(IF(A56602<=$B$17,($B$14+(SQRT(A56602*($B$16-$B$14)*($B$15-$B$14)))),($B$16+((SQRT(A56602)-1)*(SQRT(($B$16-$B$14)*($B$16-$B$15))))))))","v":27.058714935164016},{"$f":"IF($C$13=\"exact value\",$C$15,(RANDBETWEEN(($C$14*1000),($C$16*1000))/1000))","v":0.76100000000000001},{"$f":"IF($D$13=\"exact value\",$D$15,(RANDBETWEEN(($D$14*1000),($D$16*1000))/1000))","v":0.79600000000000004},{"$f":"IF($E$13=\"exact value\",$E$15,(RANDBETWEEN(($E$14*1000),($E$16*1000))/1000))","v":-2.1999999999999999E-2},{"$f":"IF($F$13=\"exact value\",$F$15,(RANDBETWEEN(($F$14*1000),($F$16*1000))/1000))","v":0.314},{"$f":"IF($G$13=\"exact value\",$G$15,(RANDBETWEEN(($G$14*1000),($G$16*1000))/1000))","v":0.313},{"$f":"IF($H$13=\"exact value\",$H$15,(RANDBETWEEN(($H$14*1000),($H$16*1000))/1000))","v":2.5219999999999998},null,3.279239779736622,34.032348736423224,30.109707924368031]
[8.2075078566489212E-3,6.0128862137876666,0.70899999999999996,0.59799999999999998,-2.1999999999999999E-2,0.314,0.313,2.5219999999999998,null,1.704336519021449,16.282691876033844,13.500368482910183]
[0.51410496891610369,23.672176628589451,0.86,0.35299999999999998,-2.1999999999999999E-2,0.314,0.313,2.5219999999999998,null,3.1427970467519661,13.174733704699536,4.8285268559977856]
[0.65355287790067018,25.716279010990831,0.60899999999999999,0.69,-2.1999999999999999E-2,0.314,0.313,2.5219999999999998,null,3.2273587001673074,34.347349266180778,13.590676292412468]
[0.3158692518077133,20.206524604014035,0.58499999999999996,0.309,-2.1999999999999999E-2,0.314,0.313,2.5219999999999998,null,2.980735134538155,14.636358241875051,10.592197617571793]
[0.21851559658646158,18.091965741484081,0.66400000000000003,0.35199999999999998,-2.1999999999999999E-2,0.314,0.313,2.5219999999999998,null,2.8671729402866637,14.614705675726373,8.5094810962863185]
[0.3743800315425525,21.321060456832125,0.98,0.78300000000000003,-2.1999999999999999E-2,0.314,0.313,2.5219999999999998,null,3.0357727219487542,25.604871194248048,18.56156272709018]
[0.82243665730703808,27.917839121941274,0.77500000000000002,0.61599999999999999,-2.1999999999999999E-2,0.314,0.313,2.5219999999999998,null,3.3110829941712563,26.239976581977352,8.7265549565327341]
[4.6725194382097102E-2,7.4167435316479358,0.502,0.79900000000000004,-2.1999999999999999E-2,0.314,0.313,2.5219999999999998,null,1.9321992452636101,30.09741662185796,12.117368821151539]
[0.38061456528180382,21.43451078696615,0.92500000000000004,0.77500000000000002,-2.1999999999999999E-2,0.314,0.313,2.5219999999999998,null,3.0412088353941917,26.514821393996396,16.165900000230781]
[0.45771040103061844,22.767281109249168,0.70299999999999996,0.378,-2.1999999999999999E-2,0.314,0.313,2.5219999999999998,null,3.1029502817444548,16.218686923808836,7.0566221425684494]
[0.94318123318576186,29.355457464227705,0.78100000000000003,0.374,-2.1999999999999999E-2,0.314,0.313,2.5219999999999998,null,3.3621990453324146,16.098368020820224,22.751120021159092]
[0.39434822695770622,21.681190238602611,0.93700000000000006,0.36599999999999999,-2.1999999999999999E-2,0.314,0.313,2.5219999999999998,null,3.0529277446879166,12.446685350633569,14.527130870098201]
[0.92919718165958165,29.193869416061304,0.84299999999999997,0.48099999999999998,-2.1999999999999999E-2,0.314,0.313,2.5219999999999998,null,3.3565822634476299,19.5015677320478,13.091694647612897]
[0.19165664540696126,9.8945970902486096,0.59099999999999997,0.36699999999999999,-2.1999999999999999E-2,0.314,0.313,2.5219999999999998,null,2.2391893888114422,13.560702510273053,8.1653449376697882]
[0.91936934802700665,29.079578479358634,0.94699999999999995,0.69599999999999995,-2.1999999999999999E-2,0.314,0.313,2.5219999999999998,null,{"$f":"-LN(-LN(1-(1/B57369)))","v":3.3525903849403873},{"$f":"D57369*(C57369^((E57369*J57369)+F57369-1))*EXP((G57369*J57369)+H57369)","v":25.798817036102932},12.563751783861598]
[0.50283554011068721,23.495478967123208,0.61899999999999999,0.433,-2.1999999999999999E-2,0.314,0.313,2.5219999999999998,null,3.1351400057862451,20.664228497068621,14.480990071626616]
[0.48469115401943363,23.206772714401801,0.69899999999999995,0.68899999999999995,-2.1999999999999999E-2,0.314,0.313,2.5219999999999998,null,3.1225015787077122,29.876992481401146,6.5495433932643126]
[0.11269638494858203,8.7532716553125702,0.94199999999999995,0.55400000000000005,-2.1999999999999999E-2,0.314,0.313,2.5219999999999998,null,2.109384341566388,13.949002434228129,9.7598143226397038]
[0.50196929192284745,23.481815166185569,0.755,0.752,-2.1999999999999999E-2,0.314,0.313,2.5219999999999998,null,3.1345454465572171,30.884852802137175,13.44620100088988]
[0.82272418262147295,27.921383515277491,0.69099999999999995,0.377,-2.1999999999999999E-2,0.314,0.313,2.5219999999999998,null,3.3112122877358852,17.520660980941528,15.953702050564814]
[5.6814765671271861E-2,7.6649288374943492,0.68899999999999995,0.69099999999999995,-2.1999999999999999E-2,0.314,0.313,2.5219999999999998,null,1.967571407628304,20.903233478247834,12.983657582357244]
[0.26545281035491552,19.160014873219186,0.81699999999999995,0.35099999999999998,-2.1999999999999999E-2,0.314,0.313,2.5219999999999998,null,2.9261435892881029,12.712386736529853,17.1441800356132]
[0.86449357555812045,28.429865859474045,0.57399999999999995,0.78800000000000003,-2.1999999999999999E-2,0.314,0.313,2.5219999999999998,null,3.3295897353617434,42.410003467459724,12.120171867564034]
[2.0278582600585349E-2,6.5921126923283939,0.998,0.749,-2.1999999999999999E-2,0.314,0.313,2.5219999999999998,null,1.8047430079899789,16.433486750630287,14.924050687352475]
[0.1714142337723521,9.6289069143312886,0.52200000000000002,0.376,-2.1999999999999999E-2,0.314,0.313,2.5219999999999998,null,2.2104447038444173,15.078604770804679,10.566544786972388]
[0.817591605934892,27.858019564164501,0.79700000000000004,0.73699999999999999,-2.1999999999999999E-2,0.314,0.313,2.5219999999999998,null,3.3088983501199714,30.713091932466966,13.544034397593251]
[0.23910916706655116,18.573422087216279,0.51100000000000001,0.73,-2.1999999999999999E-2,0.314,0.313,2.5219999999999998,null,2.8941872653442817,37.206705549737933,20.051931721160507]
[0.97449503462682252,29.713004043373047,0.54800000000000004,0.54500000000000004,-2.1999999999999999E-2,0.314,0.313,2.5219999999999998,null,3.3745162930247448,30.831067869873724,16.313071220744682]
[0.19727860507732986,9.9658660508179473,0.69,0.42199999999999999,-2.1999999999999999E-2,0.314,0.313,2.5219999999999998,null,2.2467611221232517,13.948572366098128,7.9080406569402566]
[0.27572794370395382,19.380869179547105,0.67,0.57699999999999996,-2.1999999999999999E-2,0.314,0.313,2.5219999999999998,null,2.9379153631709571,24.343542740977782,7.3064229527341187]
[0.38311025082914496,21.479664346972932,0.94699999999999995,0.371,-2.1999999999999999E-2,0.314,0.313,2.5219999999999998,null,3.0433642265295937,12.478694999874454,14.271676925815855]
[0.68886459502054198,26.198207516816527,0.54800000000000004,0.30199999999999999,-2.1999999999999999E-2,0.314,0.313,2.5219999999999998,null,3.24629503577976,16.384473562440746,15.969418786075918]
[0.38825563080392989,21.572296052224544,0.60099999999999998,0.64600000000000002,-2.1999999999999999E-2,0.314,0.313,2.5219999999999998,null,3.0477714785769847,30.643494546688888,8.863212288199227]
[7.7735388657212856E-2,8.1171980338360932,0.53100000000000003,0.38900000000000001,-2.1999999999999999E-2,0.314,0.313,2.5219999999999998,null,2.0289696571306988,14.517866634693931,7.2911684361674842]
[0.70939347761422411,26.472714470520145,0.63700000000000001,0.76200000000000001,-2.1999999999999999E-2,0.314,0.313,2.5219999999999998,null,3.2569229903773627,37.014083307170722,17.978934194529572]
[0.60956979250586318,25.097409933012301,0.91100000000000003,0.39900000000000002,-2.1999999999999999E-2,0.314,0.313,2.5219999999999998,null,3.2025033918205823,14.528332068254098,11.095338933191298]
[0.31546364153056528,20.198453187324088,0.96199999999999997,0.66400000000000003,-2.1999999999999999E-2,0.314,0.313,2.5219999999999998,null,2.9803252937203331,21.638735560395858,19.410831939703446]
[0.91202687074242439,28.993791311198834,0.79,0.71199999999999997,-2.1999999999999999E-2,0.314,0.313,2.5219999999999998,null,3.3495835607283611,30.259748109084573,8.7494160207220162]
[0.44060332220637632,22.481882709397716,0.82899999999999996,0.66600000000000004,-2.1999999999999999E-2,0.314,0.313,2.5219999999999998,null,3.0900461019601302,25.131366928252351,38.479637550584997]
[0.42055057822370734,22.140192237121017,0.98,0.755,-2.1999999999999999E-2,0.314,0.313,2.5219999999999998,null,3.0743743467767075,24.989784793379808,13.692855081472894]
[0.8650695698954497,28.436790863224552,0.50600000000000001,0.441,-2.1999999999999999E-2,0.314,0.313,2.5219999999999998,null,3.3298377002048616,26.121230319143287,21.981585503718161]
[0.32747993948102838,20.435412196401579,0.64,0.38600000000000001,-2.1999999999999999E-2,0.314,0.313,2.5219999999999998,null,2.9922879150006532,17.153468350829542,8.8869348116718925]
[0.94998715057233862,29.433667549163232,0.74199999999999999,0.32900000000000001,-2.1999999999999999E-2,0.314,0.313,2.5219999999999998,null,3.3649063280442566,14.736318262698628,16.466757386517724]
[0.70914747352050467,26.469448656859711,0.79500000000000004,0.73599999999999999,-2.1999999999999999E-2,0.314,0.313,2.5219999999999998,null,3.256797211214447,30.224931947535502,31.705218489575159]
[0.98204124549750849,29.798305372087569,0.83799999999999997,0.59599999999999997,-2.1999999999999999E-2,0.314,0.313,2.5219999999999998,null,3.3774325840754695,24.434490646698858,5.964754385891192]
[0.96692837717721991,29.627139320778973,0.746,0.63300000000000001,-2.1999999999999999E-2,0.314,0.313,2.5219999999999998,null,3.3715721244798242,28.297428451765274,18.505489075821352]
[0.23293409817393873,18.431310267944568,0.51900000000000002,0.33700000000000002,-2.1999999999999999E-2,0.314,0.313,2.5219999999999998,null,2.8862890984803697,16.93353008212258,12.33896203208095]
[0.83321979547055502,28.050344151676569,0.51100000000000001,0.34100000000000003,-2.1999999999999999E-2,0.314,0.313,2.5219999999999998,null,3.3159052212580686,19.956474836680218,32.06982320972697]
[0.11943598795726518,8.8638709210658355,0.69699999999999995,0.44,-2.1999999999999999E-2,0.314,0.313,2.5219999999999998,null,2.1227282466237489,13.872604822192118,16.403929994624754]
[0.27457199783518504,19.35623103449419,0.50900000000000001,0.47,-2.1999999999999999E-2,0.314,0.313,2.5219999999999998,null,2.9366089729374201,24.362018492258954,8.5592309368703674]
[0.4953234515501066,23.376592090705298,0.57399999999999995,0.46,-2.1999999999999999E-2,0.314,0.313,2.5219999999999998,null,3.1299549412543404,23.200849180454647,15.294827089042762]
[0.71083319477050033,26.491816011641337,0.501,0.501,-2.1999999999999999E-2,0.314,0.313,2.5219999999999998,null,3.2576583480993997,29.199740862322745,14.54115684047623]
[0.32451294706766465,20.37731353375495,0.86799999999999999,0.64900000000000002,-2.1999999999999999E-2,0.314,0.313,2.5219999999999998,null,2.9893680871140798,22.91455589750883,8.4613684460895513]
[0.77820364024753519,27.364984222033168,0.94799999999999995,0.48599999999999999,-2.1999999999999999E-2,0.314,0.313,2.5219999999999998,null,3.2907082558121643,17.653674384062313,5.2031956761874465]
[0.83819049848150162,28.111136198206601,0.51700000000000002,0.79800000000000004,-2.1999999999999999E-2,0.314,0.313,2.5219999999999998,null,3.3181098536919156,46.323174878589988,15.985519092999562]
[0.56356378991081613,24.425680609415636,0.83,0.51900000000000002,-2.1999999999999999E-2,0.314,0.313,2.5219999999999998,null,3.1748067808773248,20.099592600359077,14.806301840830752]
[0.63856663169097638,25.507820885255839,0.53400000000000003,0.57299999999999995,-2.1999999999999999E-2,0.314,0.313,2.5219999999999998,null,3.2190553383180807,31.421502108329125,28.492717736093514]
[0.19830336220708322,9.9787468579839853,0.61499999999999999,0.76200000000000001,-2.1999999999999999E-2,0.314,0.313,2.5219999999999998,null,2.2481234929171192,27.423071663593717,6.5628189303257978]
[0.33817201051703016,20.642627698814877,0.80800000000000005,0.67500000000000004,-2.1999999999999999E-2,0.314,0.313,2.5219999999999998,null,3.0026329021471043,25.257298438400323,10.509975844043037]
[0.13982964180524871,9.1807541455646593,0.52400000000000002,0.55900000000000005,-2.1999999999999999E-2,0.314,0.313,2.5219999999999998,null,2.1600009455556903,21.988548069450172,10.297945159422421]
[0.41251817961980164,22.001043304420563,0.88100000000000001,0.39600000000000002,-2.1999999999999999E-2,0.314,0.313,2.5219999999999998,null,3.0679211573548537,14.173644366809633,14.334636281027388]
[0.68005843687803713,26.079201418735934,0.93,0.39,-2.1999999999999999E-2,0.314,0.313,2.5219999999999998,null,3.2416521921571744,14.153862688737203,8.6562776094655884]
[0.73517815860309388,26.811932965615913,0.70499999999999996,0.374,-2.1999999999999999E-2,0.314,0.313,2.5219999999999998,null,3.269902173760558,16.893395386261563,15.900243567225811]
[8.5660816020578623E-2,8.2722472404407839,0.81899999999999995,0.79900000000000004,-2.1999999999999999E-2,0.314,0.313,2.5219999999999998,null,{"$f":"-LN(-LN(1-(1/B59737)))","v":2.04917735025347},{"$f":"D59737*(C59737^((E59737*J59737)+F59737-1))*EXP((G59737*J59737)+H59737)","v":21.866902110321018},21.149272498967068]
[{"$f":"RAND()","v":0.89819497736759124},28.831240588286683,0.52400000000000002,0.52600000000000002,-2.1999999999999999E-2,0.314,0.313,2.5219999999999998,null,3.3438612679244968,30.479480424129314,13.205353687881125]
[0.47417411149538302,23.036951722985535,0.78600000000000003,0.39200000000000002,-2.1999999999999999E-2,0.314,0.313,2.5219999999999998,null,3.1149921561986469,15.520919299316265,22.088733093587166]
[0.51980293676190759,23.760780096271635,0.92,0.46600000000000003,-2.1999999999999999E-2,0.314,0.313,2.5219999999999998,null,3.1466146362371661,16.548453534314319,12.013847588524444]
[0.77152974574819422,27.280218190067171,0.73,0.78800000000000003,-2.1999999999999999E-2,0.314,0.313,2.5219999999999998,null,3.2875472743476788,34.862036599710414,15.323824343392658]
[0.34486376952399633,20.770652402736324,0.92100000000000004,0.52600000000000002,-2.1999999999999999E-2,0.314,0.313,2.5219999999999998,null,3.0089712849186867,17.87237475489821,12.52253330814945]
[0.4669835147011403,22.919757304829702,0.63,0.7,-2.1999999999999999E-2,0.314,0.313,2.5219999999999998,null,3.1097767674330932,32.695966006795004,11.091307912601399]
[0.53642448432538259,24.016506862599272,0.74299999999999999,0.78400000000000003,-2.1999999999999999E-2,0.314,0.313,2.5219999999999998,null,3.1575518786495027,32.831409794077217,19.402205569932232]
[0.12525867413682634,8.9569349586647604,0.98899999999999999,0.56799999999999995,-2.1999999999999999E-2,0.314,0.313,2.5219999999999998,null,2.133819861882297,13.906534143077646,18.287502181982667]
[0.30455282267259443,19.979353099200502,0.51500000000000001,0.69799999999999995,-2.1999999999999999E-2,0.314,0.313,2.5219999999999998,null,2.9691354075846808,36.247524031311805,14.29893349883174]
[0.85786501583158425,28.350006063858142,0.98399999999999999,0.73199999999999998,-2.1999999999999999E-2,0.314,0.313,2.5219999999999998,null,3.3267257285606964,26.141801434381811,7.674660356411187]
[0.6893581438744576,26.204854742953067,0.83899999999999997,0.35899999999999999,-2.1999999999999999E-2,0.314,0.313,2.5219999999999998,null,3.2465537325802591,14.107409164988635,9.3846586252081607]
[0.19044208807746921,9.8790635381888237,0.94099999999999995,0.317,-2.1999999999999999E-2,0.314,0.313,2.5219999999999998,null,2.2375314265836339,8.3161921737756721,10.863473147143669]
[0.81876665140612048,27.872543539715462,0.57799999999999996,0.72899999999999998,-2.1999999999999999E-2,0.314,0.313,2.5219999999999998,null,3.30942921289475,38.77338007963067,16.362842689025531]
[0.72397657509516156,26.665310016536754,0.90500000000000003,0.61199999999999999,-2.1999999999999999E-2,0.314,0.313,2.5219999999999998,null,3.2643127475963887,22.836319497831987,30.914350711834139]
[3.566126670354941E-3,5.6676569731489126,0.59299999999999997,0.71199999999999997,-2.1999999999999999E-2,0.314,0.313,2.5219999999999998,null,1.6392861049728364,21.601045932657286,14.63574060598957]
[0.98247988290632948,29.803253572970032,0.8,0.502,-2.1999999999999999E-2,0.314,0.313,2.5219999999999998,null,3.3776014929514457,21.320984254818828,22.061671113520617]
[0.91403926203527941,29.017337696639636,0.64100000000000001,0.376,-2.1999999999999999E-2,0.314,0.313,2.5219999999999998,null,3.350409757932578,18.73464221126001,15.630640888903942]
[0.21774054772722029,18.073412129121508,0.68600000000000005,0.38500000000000001,-2.1999999999999999E-2,0.314,0.313,2.5219999999999998,null,2.8661171504908429,15.593975490641139,15.118590197920218]
[0.14528512082752143,{"$f":"IF($B$13=\"exact vlaue\",$B$15,(IF(A60698<=$B$17,($B$14+(SQRT(A60698*($B$16-$B$14)*($B$15-$B$14)))),($B$16+((SQRT(A60698)-1)*(SQRT(($B$16-$B$14)*($B$16-$B$15))))))))","v":9.2615302537281359},{"$f":"IF($C$13=\"exact value\",$C$15,(RANDBETWEEN(($C$14*1000),($C$16*1000))/1000))","v":0.79700000000000004},{"$f":"IF($D$13=\"exact value\",$D$15,(RANDBETWEEN(($D$14*1000),($D$16*1000))/1000))","v":0.51500000000000001},{"$f":"IF($E$13=\"exact value\",$E$15,(RANDBETWEEN(($E$14*1000),($E$16*1000))/1000))","v":-2.1999999999999999E-2},{"$f":"IF($F$13=\"exact value\",$F$15,(RANDBETWEEN(($F$14*1000),($F$16*1000))/1000))","v":0.314},{"$f":"IF($G$13=\"exact value\",$G$15,(RANDBETWEEN(($G$14*1000),($G$16*1000))/1000))","v":0.313},{"$f":"IF($H$13=\"exact value\",$H$15,(RANDBETWEEN(($H$14*1000),($H$16*1000))/1000))","v":2.5219999999999998},null,2.1692834686404949,14.937574497508441,18.789993699440728]
[0.75599474624951801,27.081474764166714,0.97,0.625,-2.1999999999999999E-2,0.314,0.313,2.5219999999999998,null,3.2800965777780506,22.237045560660398,28.955627404174805]
[0.75233937326550915,27.034414621079545,0.74099999999999999,0.56799999999999995,-2.1999999999999999E-2,0.314,0.313,2.5219999999999998,null,3.2783241786111592,24.77245980804565,15.424176716639751]
[0.4328937148586236,22.351453225668994,0.73599999999999999,0.72199999999999998,-2.1999999999999999E-2,0.314,0.313,2.5219999999999998,null,3.0840928637206084,29.745115436209591,11.866050397392437]
[0.71178154779933733,26.504387781193593,0.65700000000000003,0.30599999999999999,-2.1999999999999999E-2,0.314,0.313,2.5219999999999998,null,3.2581420322869254,14.525525833513663,11.017350016661876]
[0.77958936886283403,27.382538919820256,0.66500000000000004,0.56599999999999995,-2.1999999999999999E-2,0.314,0.313,2.5219999999999998,null,3.2913616347891144,26.908498459467495,7.4596218736810984]
[0.50026408184239046,23.454883475205847,0.65700000000000003,0.47599999999999998,-2.1999999999999999E-2,0.314,0.313,2.5219999999999998,null,3.1333725191653885,21.704819503271636,8.1283549193434528]
[0.33668760733562031,20.614057357900407,0.73599999999999999,0.312,-2.1999999999999999E-2,0.314,0.313,2.5219999999999998,null,3.0012129091717439,12.517687563681697,17.964644752672658]
[0.45228711289387813,22.677390461802403,0.93899999999999995,0.39,-2.1999999999999999E-2,0.314,0.313,2.5219999999999998,null,3.0989038519616803,13.434365922168441,26.542551482713314]
[0.40339914309322067,21.841417659768922,0.89200000000000002,0.41099999999999998,-2.1999999999999999E-2,0.314,0.313,2.5219999999999998,null,3.0604666654032795,14.539389373723321,6.5860470581923849]
[0.91985699286496392,29.085263814233191,0.93100000000000005,0.63700000000000001,-2.1999999999999999E-2,0.314,0.313,2.5219999999999998,null,3.3527893357232825,23.921014455891434,6.9304927622047732]
[8.3714294821682356E-2,8.2348549971691618,0.67600000000000005,0.61099999999999999,-2.1999999999999999E-2,0.314,0.313,2.5219999999999998,null,2.0443413266472654,19.210228971523581,8.8566757471925843]
[0.9353612630879542,29.26524521201658,0.99299999999999999,0.59599999999999997,-2.1999999999999999E-2,0.314,0.313,2.5219999999999998,null,3.359067169438354,21.353409304920511,6.8274859329231878]
[0.68503255688707232,26.146515540433779,0.73799999999999999,0.62,-2.1999999999999999E-2,0.314,0.313,2.5219999999999998,null,3.2442809993982209,26.830065443054696,7.5711267300814047]
[0.75133110157052485,27.021413785432109,0.66800000000000004,0.78700000000000003,-2.1999999999999999E-2,0.314,0.313,2.5219999999999998,null,3.2778339811615638,37.125660938501291,13.30149947838127]
[0.13108124573469948,9.0478581641205551,0.79300000000000004,0.43,-2.1999999999999999E-2,0.314,0.313,2.5219999999999998,null,2.1445385266189505,12.420128205962335,5.253404776550223]
[0.66446735495301823,25.866598614177736,0.93899999999999995,0.73,-2.1999999999999999E-2,0.314,0.313,2.5219999999999998,null,3.2333037643252269,26.231660909269831,19.759378804321443]
[0.3555573162629303,20.972686571557844,0.97799999999999998,0.70099999999999996,-2.1999999999999999E-2,0.314,0.313,2.5219999999999998,null,3.0188927598637871,22.837501468335518,8.8662521753109118]
[0.77798190513309484,27.362173785441765,0.65700000000000003,0.312,-2.1999999999999999E-2,0.314,0.313,2.5219999999999998,null,3.2906036127985385,14.966076309430932,6.8393124414727913]
[0.20287511722345131,17.710941673990625,0.87,0.64100000000000001,-2.1999999999999999E-2,0.314,0.313,2.5219999999999998,null,2.8452638967097537,21.587032282492522,8.7840402632622094]
[2.5002316521243184E-3,5.5590428932698632,0.74199999999999999,0.32200000000000001,-2.1999999999999999E-2,0.314,0.313,2.5219999999999998,null,1.6179074666790536,8.2526082176595565,5.3290061100378354]
[0.88292218012634616,28.65029569172361,0.61299999999999999,0.46899999999999997,-2.1999999999999999E-2,0.314,0.313,2.5219999999999998,null,3.3374526837519913,24.073819719013589,8.6713681956224633]
[0.7317695956424467,26.767435600574871,0.82699999999999996,0.30399999999999999,-2.1999999999999999E-2,0.314,0.313,2.5219999999999998,null,3.2682091861660321,12.160409593473901,25.93503480058822]
[0.37485874306281153,21.329804932688887,0.71799999999999997,0.55600000000000005,-2.1999999999999999E-2,0.314,0.313,2.5219999999999998,null,3.0361927774751121,22.98247552439177,11.688585317648851]
[0.13309892794536815,9.0788927410721421,0.66,0.56200000000000006,-2.1999999999999999E-2,0.314,0.313,2.5219999999999998,null,2.1481708974764113,18.593365367812879,11.742440617520092]
[0.58760115128171386,24.779932105587257,0.93899999999999995,0.51100000000000001,-2.1999999999999999E-2,0.314,0.313,2.5219999999999998,null,3.1895087847781234,18.111076247361829,14.384121173029643]
[0.29488459094901343,19.781902136379379,0.55900000000000005,0.72699999999999998,-2.1999999999999999E-2,0.314,0.313,2.5219999999999998,null,2.9589427376916477,35.380559417850719,12.00112995044125]
[0.74265948324287712,26.909238274164601,0.67,0.39600000000000002,-2.1999999999999999E-2,0.314,0.313,2.5219999999999998,null,3.2735943817600281,18.613062308934623,7.2444266687248557]
[0.29560846540487173,19.796796636759431,0.97199999999999998,0.375,-2.1999999999999999E-2,0.314,0.313,2.5219999999999998,null,2.9597152456937228,12.047929919691517,8.1815696752291256]
[0.29497991554744196,19.78386458754288,0.82599999999999996,0.505,-2.1999999999999999E-2,0.314,0.313,2.5219999999999998,null,2.9590445550017765,18.33046732684139,7.9716269275528182]
[7.3480482975058492E-2,8.0306864522550523,0.98099999999999998,0.69499999999999995,-2.1999999999999999E-2,0.314,0.313,2.5219999999999998,null,2.0175139529278794,16.504767578095901,20.666464664045389]
[0.40228241636826201,21.821746258094286,0.93700000000000006,0.43,-2.1999999999999999E-2,0.314,0.313,2.5219999999999998,null,3.0595441547518183,14.653608720142548,14.546171244203261]
[0.79419714216218906,27.566652487025902,0.88200000000000001,0.41499999999999998,-2.1999999999999999E-2,0.314,0.313,2.5219999999999998,null,3.2981886682540154,15.960286639915225,9.4261472237719328]
[7.0070000951908074E-2,7.9595185620280384,0.61699999999999999,0.34499999999999997,-2.1999999999999999E-2,0.314,0.313,2.5219999999999998,null,2.0079903479240855,11.460220690908811,16.469676651137775]
[0.33655900962488039,20.61157927315714,0.64400000000000002,0.52700000000000002,-2.1999999999999999E-2,0.314,0.313,2.5219999999999998,null,3.0010896491572137,23.376223280687473,14.412489710859116]
[0.75812482400122672,27.108845437513406,0.78900000000000003,0.40100000000000002,-2.1999999999999999E-2,0.314,0.313,2.5219999999999998,null,3.2811259803904993,16.69117270733063,13.117087096557487]
[0.27616934818770467,19.390263765580123,0.54600000000000004,0.33800000000000002,-2.1999999999999999E-2,0.314,0.313,2.5219999999999998,null,2.9384130437106513,16.630801567766447,16.415560744359173]
[0.75099390957477297,27.017064025232987,0.56499999999999995,0.52300000000000002,-2.1999999999999999E-2,0.314,0.313,2.5219999999999998,null,3.2776699194634245,28.01005489208363,14.898042538290541]
[0.75722542809469051,27.097293245009745,0.93899999999999995,0.40799999999999997,-2.1999999999999999E-2,0.314,0.313,2.5219999999999998,null,3.2806916352449722,14.881037828930923,8.8646429773008002]
[0.6144158514747764,25.166668162935785,0.85,0.40699999999999997,-2.1999999999999999E-2,0.314,0.313,2.5219999999999998,null,3.2053158795345729,15.631218516603244,16.297366550761488]
[0.80620034731000023,27.716674972453273,0.66100000000000003,0.378,-2.1999999999999999E-2,0.314,0.313,2.5219999999999998,null,3.3037173204757351,18.125101253829285,14.621171888700506]
[0.21602334836244119,18.0321867295436,0.97199999999999998,0.47499999999999998,-2.1999999999999999E-2,0.314,0.313,2.5219999999999998,null,2.8637672270344159,14.808331407070799,31.39516184819891]
[0.33024715289247875,20.489362110001522,0.54700000000000004,0.50600000000000001,-2.1999999999999999E-2,0.314,0.313,2.5219999999999998,null,2.9949916258495093,25.32605644362981,11.384746754049477]
[0.87436776664113502,28.548262888861686,0.60799999999999998,0.318,-2.1999999999999999E-2,0.314,0.313,2.5219999999999998,null,3.3338207593308282,16.405501217525458,9.3955144037858354]
[0.63751648336250422,25.493122108109581,0.76300000000000001,0.51800000000000002,-2.1999999999999999E-2,0.314,0.313,2.5219999999999998,null,3.2184672414712852,21.678353442263973,32.117181746044878]
[0.55139008554535429,24.243387280174975,0.58399999999999996,0.41499999999999998,-2.1999999999999999E-2,0.314,0.313,2.5219999999999998,null,3.1671562129204043,20.911254183431733,8.7057147939734829]
[0.51942709688721289,23.754950788017823,0.98,0.312,-2.1999999999999999E-2,0.314,0.313,2.5219999999999998,null,3.1463639208350931,10.562577234467595,16.24737461805158]
[0.20074532188424954,17.657935944857055,0.63300000000000001,0.58899999999999997,-2.1999999999999999E-2,0.314,0.313,2.5219999999999998,null,2.8421776330457047,25.142583968343196,14.909249821861334]
[0.50463068867322713,23.523757399060667,0.54300000000000004,0.54300000000000004,-2.1999999999999999E-2,0.314,0.313,2.5219999999999998,null,3.1363693760815288,28.619131617320761,21.930065784900513]
[0.74139791968706248,{"$f":"IF($B$13=\"exact vlaue\",$B$15,(IF(A63066<=$B$17,($B$14+(SQRT(A63066*($B$16-$B$14)*($B$15-$B$14)))),($B$16+((SQRT(A63066)-1)*(SQRT(($B$16-$B$14)*($B$16-$B$15))))))))","v":26.892864310274593},{"$f":"IF($C$13=\"exact value\",$C$15,(RANDBETWEEN(($C$14*1000),($C$16*1000))/1000))","v":0.77200000000000002},{"$f":"IF($D$13=\"exact value\",$D$15,(RANDBETWEEN(($D$14*1000),($D$16*1000))/1000))","v":0.34300000000000003},{"$f":"IF($E$13=\"exact value\",$E$15,(RANDBETWEEN(($E$14*1000),($E$16*1000))/1000))","v":-2.1999999999999999E-2},{"$f":"IF($F$13=\"exact value\",$F$15,(RANDBETWEEN(($F$14*1000),($F$16*1000))/1000))","v":0.314},{"$f":"IF($G$13=\"exact value\",$G$15,(RANDBETWEEN(($G$14*1000),($G$16*1000))/1000))","v":0.313},{"$f":"IF($H$13=\"exact value\",$H$15,(RANDBETWEEN(($H$14*1000),($H$16*1000))/1000))","v":2.5219999999999998},null,3.272974032187296,14.477064776423978,9.7994908167895396]
[0.94261159443086051,29.348898692015926,0.95099999999999996,0.39600000000000002,-2.1999999999999999E-2,0.314,0.313,2.5219999999999998,null,3.3619716765107808,14.674885327181162,14.590070031851321]
[0.19351870230580603,9.9183165603919541,0.90800000000000003,0.61399999999999999,-2.1999999999999999E-2,0.314,0.313,2.5219999999999998,null,2.2417157674253434,16.557892265230883,12.098400167259111]
[{"$f":"RAND()","v":0.29721122196726601},19.829710332936834,0.72699999999999998,0.68300000000000005,-2.1999999999999999E-2,0.314,0.313,2.5219999999999998,null,2.961420210598499,27.307264277310168,10.945601156025253]
[0.97231523344423376,29.688302440109375,0.57799999999999996,0.54800000000000004,-2.1999999999999999E-2,0.314,0.313,2.5219999999999998,null,3.373670201192482,29.761560976761043,11.912882555913198]
[0.98446400681085855,29.825622382086081,0.63800000000000001,0.309,-2.1999999999999999E-2,0.314,0.313,2.5219999999999998,null,3.3783647055944055,15.591356483479652,5.0501467018695285]
[0.13277052869878814,9.0738576420081891,0.92100000000000004,0.74299999999999999,-2.1999999999999999E-2,0.314,0.313,2.5219999999999998,null,2.1475824738296212,19.249340581027347,8.0285587099019047]
[0.93476351510552391,29.2583340219532,0.69,0.48,-2.1999999999999999E-2,0.314,0.313,2.5219999999999998,null,3.3588268303296966,22.676128393213578,10.403602129675523]
[0.43570970503037987,22.399227152729999,0.82399999999999995,0.749,-2.1999999999999999E-2,0.314,0.313,2.5219999999999998,null,3.0862775425563047,28.358640152319449,10.148485656852014]
[0.60881727572061128,25.086630558125247,0.93400000000000005,0.45400000000000001,-2.1999999999999999E-2,0.314,0.313,2.5219999999999998,null,3.2020649428162504,16.219876962700646,10.22596428429113]
[0.64065207724742357,25.536974781499492,0.70199999999999996,0.44,-2.1999999999999999E-2,0.314,0.313,2.5219999999999998,null,3.2202207607083859,19.623676311401738,7.1166928996939891]
[0.64609818364246263,25.612886699723568,0.66300000000000003,0.52500000000000002,-2.1999999999999999E-2,0.314,0.313,2.5219999999999998,null,3.2232489686979515,24.473615242060038,14.504060329210896]
[0.21733766355002393,18.06375458735539,0.83899999999999997,0.55800000000000005,-2.1999999999999999E-2,0.314,0.313,2.5219999999999998,null,2.8655671482324423,19.433852940466299,5.5910577149925436]
[0.6480437528912204,25.639927893789569,0.65100000000000002,0.58599999999999997,-2.1999999999999999E-2,0.314,0.313,2.5219999999999998,null,3.2243254591577393,27.707122056695937,22.081998968110852]
[0.67521008235245483,26.013351932175883,0.52700000000000002,0.66,-2.1999999999999999E-2,0.314,0.313,2.5219999999999998,null,3.239073877266224,36.795697213047227,6.1561170236234863]
[0.94598840464929923,29.387750106826896,0.77100000000000002,0.58699999999999997,-2.1999999999999999E-2,0.314,0.313,2.5219999999999998,null,{"$f":"-LN(-LN(1-(1/B63833)))","v":3.3633177606135978},{"$f":"D63833*(C63833^((E63833*J63833)+F63833-1))*EXP((G63833*J63833)+H63833)","v":25.524455330575975},11.269329962269298]
[0.12101054641568876,8.8892567801523583,0.51300000000000001,0.59599999999999997,-2.1999999999999999E-2,0.314,0.313,2.5219999999999998,null,2.1257660512505256,23.546023821733606,28.565141565122659]
[8.7784591505297938E-2,8.3125630466697906,0.95099999999999996,0.72199999999999998,-2.1999999999999999E-2,0.314,0.313,2.5219999999999998,null,2.0543653443075334,17.743555703830275,13.152428708460297]
[0.50591407377157838,23.543943354324885,0.84099999999999997,0.502,-2.1999999999999999E-2,0.314,0.313,2.5219999999999998,null,3.1372460119858352,19.021021005667038,11.680615579944259]
[0.65354323073737153,25.716145592546198,0.76,0.52800000000000002,-2.1999999999999999E-2,0.314,0.313,2.5219999999999998,null,3.2273534078012034,22.225756091353865,16.716454059924423]
[0.93419754755453366,29.251788241803581,0.755,0.622,-2.1999999999999999E-2,0.314,0.313,2.5219999999999998,null,3.3585991451959654,27.439503935917237,11.013084137782238]
[0.6774138164303567,26.04331186310003,0.68700000000000006,0.748,-2.1999999999999999E-2,0.314,0.313,2.5219999999999998,null,3.2402477729630261,34.128953600014349,26.989954473779765]
[0.78890439198277662,27.500140852342462,0.71799999999999997,0.45100000000000001,-2.1999999999999999E-2,0.314,0.313,2.5219999999999998,null,{"$f":"-LN(-LN(1-(1/B64153)))","v":3.2957277551035284},{"$f":"D64153*(C64153^((E64153*J64153)+F64153-1))*EXP((G64153*J64153)+H64153)","v":20.258147333286228},10.846867702191046]
[0.175780825809698,9.6874943441258949,0.77700000000000002,0.58299999999999996,-2.1999999999999999E-2,0.314,0.313,2.5219999999999998,null,2.2168547353967689,17.491255713764804,10.656224405284522]
[0.91406019030090679,29.017582435725718,0.57799999999999996,0.55000000000000004,-2.1999999999999999E-2,0.314,0.313,2.5219999999999998,null,3.3504183417705407,29.645264602654706,6.123980453301729]
[0.25925783004476954,19.024789693688263,0.83199999999999996,0.44600000000000001,-2.1999999999999999E-2,0.314,0.313,2.5219999999999998,null,2.9188669063533763,15.897322518588226,14.079701236536927]
[9.7665026610222139E-2,8.4940132120926179,0.86899999999999999,0.75900000000000001,-2.1999999999999999E-2,0.314,0.313,2.5219999999999998,null,2.0773866627187108,20.069644480459708,7.846297246331293]
[0.78362310370588573,27.433550491747582,0.88100000000000001,0.78300000000000003,-2.1999999999999999E-2,0.314,0.313,2.5219999999999998,null,3.2932578458887765,30.092054585200874,12.388788131774106]
[0.78631938871573037,27.467575174892808,0.53400000000000003,0.56499999999999995,-2.1999999999999999E-2,0.314,0.313,2.5219999999999998,null,3.2945206209047937,31.756411813235374,12.34007882644182]
[0.86839732946403236,28.476754441623306,0.66700000000000004,0.40300000000000002,-2.1999999999999999E-2,0.314,0.313,2.5219999999999998,null,3.3312674828920126,19.362790333724028,9.6228315631157848]
[0.41181233029541986,21.988751055098117,0.90600000000000003,0.504,-2.1999999999999999E-2,0.314,0.313,2.5219999999999998,null,3.0673490827003254,17.659642104544687,9.4528444655216575]
[0.82401551555896801,27.93729445346845,0.92500000000000004,0.38600000000000001,-2.1999999999999999E-2,0.314,0.313,2.5219999999999998,null,3.3117924863434665,14.379951650254872,8.275993081492917]
[0.69671178872506934,26.303614863764498,0.82899999999999996,0.60499999999999998,-2.1999999999999999E-2,0.314,0.313,2.5219999999999998,null,3.250389415020583,24.020425452016745,11.780828978339098]
[0.34738639207491806,20.818591678214496,0.61899999999999999,0.49199999999999999,-2.1999999999999999E-2,0.314,0.313,2.5219999999999998,null,3.011334408848314,22.557949156170075,13.340238929156888]
[0.9559293501200643,29.501723456578272,0.95699999999999996,0.79500000000000004,-2.1999999999999999E-2,0.314,0.313,2.5219999999999998,null,3.3672561683841016,29.369154327331724,13.169757524044243]
[0.90472400715421331,28.908123754517032,0.503,0.32400000000000001,-2.1999999999999999E-2,0.314,0.313,2.5219999999999998,null,3.3465718777294624,19.384092251601615,12.862602549864434]
[0.63172658023075146,25.411863377724387,0.78900000000000003,0.42199999999999999,-2.1999999999999999E-2,0.314,0.313,2.5219999999999998,null,3.2152098289831703,17.200672120228596,8.2097367311638685]
[0.38586525527534221,21.5293392184258,0.57899999999999996,0.71899999999999997,-2.1999999999999999E-2,0.314,0.313,2.5219999999999998,null,3.045730084568905,35.054425471900025,9.8015581898824973]
[0.53717231723446734,24.027918658584937,0.76300000000000001,0.72899999999999998,-2.1999999999999999E-2,0.314,0.313,2.5219999999999998,null,3.1580371746206755,29.926323826423364,12.061444539623785]
[0.51080377962694967,23.620618351671126,0.74099999999999999,0.74199999999999999,-2.1999999999999999E-2,0.314,0.313,2.5219999999999998,null,3.1405688665826852,30.96738378952098,12.747970474794151]
[0.16068764128053314,9.4817357307260579,0.83199999999999996,0.55300000000000005,-2.1999999999999999E-2,0.314,0.313,2.5219999999999998,null,2.1941587673186267,15.664918373940957,11.674004082192935]
[0.3984935438386954,21.754800093548823,0.64100000000000001,0.74099999999999999,-2.1999999999999999E-2,0.314,0.313,2.5219999999999998,null,3.0563982513064709,33.578420575134032,11.578535633590528]
[0.74671006110153937,26.961717347273702,0.60199999999999998,0.69399999999999995,-2.1999999999999999E-2,0.314,0.313,2.5219999999999998,null,3.2755800318959003,35.399172365211179,16.411998110833533]
[0.63055627269259085,25.395393449290612,0.59599999999999997,0.57699999999999996,-2.1999999999999999E-2,0.314,0.313,2.5219999999999998,null,3.2145483046323,29.074290521959242,12.19748304103709]
[0.87154661789577936,28.514504270846817,0.91400000000000003,0.32100000000000001,-2.1999999999999999E-2,0.314,0.313,2.5219999999999998,null,3.3326161885862011,12.146925838112134,10.070041016407583]
[0.48285048906149008,23.177185088964109,0.80800000000000005,0.309,-2.1999999999999999E-2,0.314,0.313,2.5219999999999998,null,3.1211972759645081,12.006047638415911,11.297745524019321]
[0.72495360491243455,26.678143782570395,0.63100000000000001,0.71199999999999997,-2.1999999999999999E-2,0.314,0.313,2.5219999999999998,null,3.2648032345285243,34.923027762135611,10.401697902030984]
[0.77590501105060339,27.33583020837991,0.92500000000000004,0.78,-2.1999999999999999E-2,0.314,0.313,2.5219999999999998,null,3.2896222105210002,28.855892507157325,11.374785175643988]
[0.56015248351773184,24.374798758909222,0.90100000000000002,0.34100000000000003,-2.1999999999999999E-2,0.314,0.313,2.5219999999999998,null,3.1726772323044039,12.403357764312467,10.380973174404051]
[0.65799808264491233,25.777650945397962,0.86899999999999999,0.48699999999999999,-2.1999999999999999E-2,0.314,0.313,2.5219999999999998,null,3.2297902010395996,18.536336744818133,19.355050628952196]
[0.54375079906993862,24.127964788305945,0.752,0.443,-2.1999999999999999E-2,0.314,0.313,2.5219999999999998,null,3.1622816624206882,18.411224011800943,10.350828538803031]
[0.68367995072712107,26.128235157024491,0.51600000000000001,0.66900000000000004,-2.1999999999999999E-2,0.314,0.313,2.5219999999999998,null,3.2435677820402904,37.953837431435929,19.327940613560962]
[0.59875655131549199,24.941871356489795,0.71199999999999997,0.50600000000000001,-2.1999999999999999E-2,0.314,0.313,2.5219999999999998,null,3.1961581833095898,22.155419804447444,9.758362268245012]
[0.21780300476382508,18.074908487381592,0.95299999999999996,0.77700000000000002,-2.1999999999999999E-2,0.314,0.313,2.5219999999999998,null,2.8662023418335822,24.602947752510534,18.382776280673642]
[0.63249277314129171,25.42263787302959,0.7,0.69199999999999995,-2.1999999999999999E-2,0.314,0.313,2.5219999999999998,null,3.2156423561892882,30.88400477080129,8.7935453160365977]
[0.4660274948518055,22.904108052741563,0.52200000000000002,0.67500000000000004,-2.1999999999999999E-2,0.314,0.313,2.5219999999999998,null,3.1090782802576817,36.325678473915161,12.644865127427748]
[0.51155076864935234,23.632299444793397,0.52800000000000002,0.32400000000000001,-2.1999999999999999E-2,0.314,0.313,2.5219999999999998,null,3.1410741205432315,17.468480848223553,12.58991691479882]
[0.1994621953611877,9.993272916649806,0.98499999999999999,0.70399999999999996,-2.1999999999999999E-2,0.314,0.313,2.5219999999999998,null,2.2496576502112746,17.926532688592047,7.8382894343751319]
[0.80774470996422765,27.735895927895214,0.63200000000000001,0.36699999999999999,-2.1999999999999999E-2,0.314,0.313,2.5219999999999998,null,3.3044234498213512,18.21110229026571,10.827426593076831]
[0.65273296155309768,25.704936206101358,0.77100000000000002,0.67400000000000004,-2.1999999999999999E-2,0.314,0.313,2.5219999999999998,null,3.2269086602200892,28.060581754575111,11.472039714692041]
[0.34582859759477791,20.789008388505788,0.81699999999999995,0.75600000000000001,-2.1999999999999999E-2,0.314,0.313,2.5219999999999998,null,3.0098767870507044,28.118080952783778,14.646350441928364]
[0.47511841109766262,23.052275994381034,0.89200000000000002,0.313,-2.1999999999999999E-2,0.314,0.313,2.5219999999999998,null,3.1156721101471136,11.267129147764583,9.197569170754134]
[0.90502773841103701,28.911693604705615,0.54,0.35299999999999998,-2.1999999999999999E-2,0.314,0.313,2.5219999999999998,null,3.3466975587933101,20.011376878863647,23.924139101326432]
[0.48630128441460418,23.232608595557622,0.71899999999999997,0.40300000000000002,-2.1999999999999999E-2,0.314,0.313,2.5219999999999998,null,3.1236391042921707,17.113333264504291,7.4423999257456277]
[0.33716433949272873,20.623239885349832,0.71299999999999997,0.52400000000000002,-2.1999999999999999E-2,0.314,0.313,2.5219999999999998,null,3.001669515918322,21.534436038840386,8.1352142994383918]
[0.37613319602481721,21.353057790392825,0.69499999999999995,0.48499999999999999,-2.1999999999999999E-2,0.314,0.313,2.5219999999999998,null,3.0373089093919039,20.552450997100319,9.4255956701448245]
[0.32605701213520066,20.407581894767503,0.81200000000000006,0.57999999999999996,-2.1999999999999999E-2,0.314,0.313,2.5219999999999998,null,2.9908903292659135,21.541632857150539,13.118702655696772]
[0.5741855522802144,24.583132551043349,0.57199999999999995,0.70899999999999996,-2.1999999999999999E-2,0.314,0.313,2.5219999999999998,null,3.1813679956286549,36.458579610572272,16.380746786207379]
[0.90470701267746068,28.907923995318818,0.87,0.40400000000000003,-2.1999999999999999E-2,0.314,0.313,2.5219999999999998,null,3.3465648444889626,15.941428128323016,15.980851266860654]
[0.64374147375324409,25.580076532265799,0.94599999999999995,0.54700000000000004,-2.1999999999999999E-2,0.314,0.313,2.5219999999999998,null,3.2219412611928524,19.475898921362816,7.8774813740832883]
[0.34992985767513507,20.866751148562713,0.81899999999999995,0.75,-2.1999999999999999E-2,0.314,0.313,2.5219999999999998,null,3.0137027752334653,27.877497662893688,18.022116543083346]
[0.11275255450145893,8.7542068819768524,0.92,0.74299999999999999,-2.1999999999999999E-2,0.314,0.313,2.5219999999999998,null,2.1094979291149198,19.035069758391867,20.912632667714519]
[0.59841778371529264,24.936975900198274,0.96099999999999997,0.437,-2.1999999999999999E-2,0.314,0.313,2.5219999999999998,null,3.1959578175846288,15.250303819736954,20.821085453370447]
[0.26536580868446447,19.158126775258609,0.57399999999999995,0.64200000000000002,-2.1999999999999999E-2,0.314,0.313,2.5219999999999998,null,2.9260423515369656,30.30266664697211,12.724924763013188]
[0.59671774868845862,24.912388115340207,0.99199999999999999,0.73499999999999999,-2.1999999999999999E-2,0.314,0.313,2.5219999999999998,null,3.1949508583664201,25.033363654892199,21.964802269764636]
[0.52613356876462347,23.858653885245722,0.91600000000000004,0.30199999999999999,-2.1999999999999999E-2,0.314,0.313,2.5219999999999998,null,3.1508147716208716,10.774126189559791,17.250969749869896]
[0.10403753434421459,8.6062018513980636,0.75900000000000001,0.45700000000000002,-2.1999999999999999E-2,0.314,0.313,2.5219999999999998,null,2.0913591448560158,13.401649785512596,16.587228348567049]
[0.44716284142885143,22.591959480813287,0.54400000000000004,0.34399999999999997,-2.1999999999999999E-2,0.314,0.313,2.5219999999999998,null,3.0950429341160617,17.862971385586135,12.185935275063015]
[0.19160818243873901,9.8939782186726557,0.95799999999999996,0.64600000000000002,-2.1999999999999999E-2,0.314,0.313,2.5219999999999998,null,2.2391233866593123,16.733924141647694,10.672573159278285]
[0.16975832541676095,9.6064944021560592,0.505,0.54100000000000004,-2.1999999999999999E-2,0.314,0.313,2.5219999999999998,null,2.2079816295228114,22.211762321354325,10.951106905087531]
[0.14739375484063177,9.2923442726648773,0.55800000000000005,0.312,-2.1999999999999999E-2,0.314,0.313,2.5219999999999998,null,2.1728018834556764,11.768565934129956,5.7335310359308123]
[0.9459758973622131,29.387606334052318,0.879,0.379,-2.1999999999999999E-2,0.314,0.313,2.5219999999999998,null,3.3633127826608762,14.917192379450988,11.268276742440552]
[0.55417431955908569,24.285255457951401,0.72299999999999998,0.73399999999999999,-2.1999999999999999E-2,0.314,0.313,2.5219999999999998,null,3.1689185417844761,31.492166278350822,4.6144738837476371]
[0.31742173284068209,{"$f":"IF($B$13=\"exact vlaue\",$B$15,(IF(A67162<=$B$17,($B$14+(SQRT(A67162*($B$16-$B$14)*($B$15-$B$14)))),($B$16+((SQRT(A67162)-1)*(SQRT(($B$16-$B$14)*($B$16-$B$15))))))))","v":20.237370328900763},{"$f":"IF($C$13=\"exact value\",$C$15,(RANDBETWEEN(($C$14*1000),($C$16*1000))/1000))","v":0.85},{"$f":"IF($D$13=\"exact value\",$D$15,(RANDBETWEEN(($D$14*1000),($D$16*1000))/1000))","v":0.30499999999999999},{"$f":"IF($E$13=\"exact value\",$E$15,(RANDBETWEEN(($E$14*1000),($E$16*1000))/1000))","v":-2.1999999999999999E-2},{"$f":"IF($F$13=\"exact value\",$F$15,(RANDBETWEEN(($F$14*1000),($F$16*1000))/1000))","v":0.314},{"$f":"IF($G$13=\"exact value\",$G$15,(RANDBETWEEN(($G$14*1000),($G$16*1000))/1000))","v":0.313},{"$f":"IF($H$13=\"exact value\",$H$15,(RANDBETWEEN(($H$14*1000),($H$16*1000))/1000))","v":2.5219999999999998},null,2.9822998357905313,10.915319876946887,10.338458362344848]
[0.73637304089664302,26.827507227643117,0.54500000000000004,0.48799999999999999,-2.1999999999999999E-2,0.314,0.313,2.5219999999999998,null,3.2704940497639425,26.796674998525937,6.7452400826807963]
[5.2548443707485903E-2,7.5629193244102977,0.77700000000000002,0.628,-2.1999999999999999E-2,0.314,0.313,2.5219999999999998,null,1.9531843145393402,17.323459187007526,16.61852979582175]
[0.48922847395670033,23.27946846529542,0.82,0.33600000000000002,-2.1999999999999999E-2,0.314,0.313,2.5219999999999998,null,3.1256989959773906,12.92913852479375,11.148169314318443]
[0.97800981683015564,29.752775595320823,0.86799999999999999,0.70799999999999996,-2.1999999999999999E-2,0.314,0.313,2.5219999999999998,null,3.3758770656687371,28.246364740879464,16.160290487497985]
[7.4724317983066002E-2,8.0562296621627194,0.82899999999999996,0.38200000000000001,-2.1999999999999999E-2,0.314,0.313,2.5219999999999998,null,2.0209100525199841,10.269692548071882,21.589917782394831]
[0.74436673479630011,26.93137473970193,0.995,0.68899999999999995,-2.1999999999999999E-2,0.314,0.313,2.5219999999999998,null,3.2744324399374256,24.003101243354582,12.472728330028]
[0.22901848756679977,{"$f":"IF($B$13=\"exact vlaue\",$B$15,(IF(A67482<=$B$17,($B$14+(SQRT(A67482*($B$16-$B$14)*($B$15-$B$14)))),($B$16+((SQRT(A67482)-1)*(SQRT(($B$16-$B$14)*($B$16-$B$15))))))))","v":18.340219429433468},{"$f":"IF($C$13=\"exact value\",$C$15,(RANDBETWEEN(($C$14*1000),($C$16*1000))/1000))","v":0.51300000000000001},{"$f":"IF($D$13=\"exact value\",$D$15,(RANDBETWEEN(($D$14*1000),($D$16*1000))/1000))","v":0.41499999999999998},{"$f":"IF($E$13=\"exact value\",$E$15,(RANDBETWEEN(($E$14*1000),($E$16*1000))/1000))","v":-2.1999999999999999E-2},{"$f":"IF($F$13=\"exact value\",$F$15,(RANDBETWEEN(($F$14*1000),($F$16*1000))/1000))","v":0.314},{"$f":"IF($G$13=\"exact value\",$G$15,(RANDBETWEEN(($G$14*1000),($G$16*1000))/1000))","v":0.313},{"$f":"IF($H$13=\"exact value\",$H$15,(RANDBETWEEN(($H$14*1000),($H$16*1000))/1000))","v":2.5219999999999998},null,2.8811935083925899,21.000300014519489,10.943377889971886]
[7.971513773336536E-2,8.1566425544667975,0.876,0.79600000000000004,-2.1999999999999999E-2,0.314,0.313,2.5219999999999998,null,2.0341494610548541,20.640935369434548,15.695290904210186]
[0.45805388543596937,22.772956361700537,0.90100000000000002,0.76500000000000001,-2.1999999999999999E-2,0.314,0.313,2.5219999999999998,null,3.1032052045201604,27.222844744637772,13.623729422559691]
[0.72088965379555092,26.624704785178267,0.94099999999999995,0.57699999999999996,-2.1999999999999999E-2,0.314,0.313,2.5219999999999998,null,3.2627592906606453,20.89297360569012,10.515457274494024]
[0.16347953759524814,9.5205024277624304,0.72699999999999998,0.52800000000000002,-2.1999999999999999E-2,0.314,0.313,2.5219999999999998,null,2.1984745327546178,16.537006790233633,10.105557640203727]
[0.30544960722712311,19.997507940584093,0.65300000000000002,0.78100000000000003,-2.1999999999999999E-2,0.314,0.313,2.5219999999999998,null,2.9700673868989971,33.942105226536235,18.369407716655818]
[0.22226833817807135,18.181339438086265,0.64100000000000001,0.40500000000000003,-2.1999999999999999E-2,0.314,0.313,2.5219999999999998,null,2.872243166019179,17.293448813620856,6.8791337292327377]
[0.60584265057074915,25.043955391686136,0.93700000000000006,0.75900000000000001,-2.1999999999999999E-2,0.314,0.313,2.5219999999999998,null,3.2003272485890095,27.036014675266745,18.30380847147401]
[0.78829262156231084,27.492438639527197,0.79900000000000004,0.38,-2.1999999999999999E-2,0.314,0.313,2.5219999999999998,null,3.2954423834892745,15.738225233830052,7.7652157862038891]
[0.84587442411016434,28.204757542382012,0.56599999999999995,0.374,-2.1999999999999999E-2,0.314,0.313,2.5219999999999998,null,3.3214955654992102,20.290716680373052,14.51449584439238]
[0.41173758345100397,21.98744873451518,0.64500000000000002,0.312,-2.1999999999999999E-2,0.314,0.313,2.5219999999999998,null,3.0672884542180867,14.121720394669515,10.62023625787104]
[0.77868823273271059,27.371124916067625,0.85099999999999998,0.46200000000000002,-2.1999999999999999E-2,0.314,0.313,2.5219999999999998,null,3.2909368586014671,18.214820805611872,10.843856109963076]
[0.22717289156831189,18.297014430793332,0.63600000000000001,0.434,-2.1999999999999999E-2,0.314,0.313,2.5219999999999998,null,2.8787675224084199,18.680106222490615,10.023015850816645]
[0.33724529537710668,20.624798563844816,0.75700000000000001,0.45100000000000001,-2.1999999999999999E-2,0.314,0.313,2.5219999999999998,null,3.0017470014489716,17.718696382853626,6.6450788179492566]
[0.61307001149380835,25.147461352686221,0.92300000000000004,0.75700000000000001,-2.1999999999999999E-2,0.314,0.313,2.5219999999999998,null,3.2045367081869118,27.309736892984187,7.2920820259311094]
[7.0595219526137454E-2,7.9705895779739047,0.83499999999999996,0.436,-2.1999999999999999E-2,0.314,0.313,2.5219999999999998,null,2.0094778466112211,11.617671273798484,24.430372822929339]
[0.32987662463897482,20.482151389487893,0.79400000000000004,0.44,-2.1999999999999999E-2,0.314,0.313,2.5219999999999998,null,2.9946306822502167,16.639457127389175,31.371375814752859]
[0.41485017537222502,22.041580036785547,0.65300000000000002,0.61399999999999999,-2.1999999999999999E-2,0.314,0.313,2.5219999999999998,null,3.0698053983631488,27.556245235209435,10.758447214934954]
[0.91522996992649719,29.031257607185339,0.71799999999999997,0.60899999999999999,-2.1999999999999999E-2,0.314,0.313,2.5219999999999998,null,3.3508978598004266,27.842908905075287,12.877240953491992]
[0.99897535576936736,29.988541193185394,0.67400000000000004,0.40600000000000003,-2.1999999999999999E-2,0.314,0.313,2.5219999999999998,null,3.3839059094566628,19.683397002105124,18.172393786886431]
[0.89445223541883589,28.787041561103965,0.92900000000000005,0.51100000000000001,-2.1999999999999999E-2,0.314,0.313,2.5219999999999998,null,3.3422996440482873,19.157435175181281,13.671462887359908]
[0.53828660192631272,24.044907717169409,0.84899999999999998,0.71199999999999997,-2.1999999999999999E-2,0.314,0.313,2.5219999999999998,null,3.158759212110414,26.968930178941608,11.343526361466973]
[0.66747250807058256,25.907769913886249,0.92600000000000005,0.66100000000000003,-2.1999999999999999E-2,0.314,0.313,2.5219999999999998,null,3.2349259197631626,24.016528211458031,10.976246042459321]
[0.78066926529849145,27.396208457951282,0.85099999999999998,0.52500000000000002,-2.1999999999999999E-2,0.314,0.313,2.5219999999999998,null,3.2918701141042672,20.704775741131865,17.008940632600154]
[0.87881488215494119,28.601367860609425,0.77500000000000002,0.79300000000000004,-2.1999999999999999E-2,0.314,0.313,2.5219999999999998,null,3.3357127119301277,34.045829577028741,12.439068360466633]
[0.71985044667611631,26.611015545612176,0.82199999999999995,0.56799999999999995,-2.1999999999999999E-2,0.314,0.313,2.5219999999999998,null,3.2622350292731128,22.782204798575709,17.421874004052821]
[0.69302884228111328,26.254218052832279,0.98099999999999998,0.314,-2.1999999999999999E-2,0.314,0.313,2.5219999999999998,null,3.2484727627563679,10.967540237539939,16.052164656287427]
[0.4147112662370066,22.039168596374047,0.54700000000000004,0.55300000000000005,-2.1999999999999999E-2,0.314,0.313,2.5219999999999998,null,3.0696934083399277,28.361376931891414,11.876138061159075]
[0.74283022048214509,26.911453221665251,0.94099999999999995,0.33200000000000002,-2.1999999999999999E-2,0.314,0.313,2.5219999999999998,null,3.2736782684664476,12.062939025907836,30.478083391039934]
[9.6265473118001044E-2,8.4688880264070399,0.89600000000000002,0.67500000000000004,-2.1999999999999999E-2,0.314,0.313,2.5219999999999998,null,2.0742304487670697,17.435977254977239,14.328443283231438]
[0.94874876265660335,29.419457536972882,0.76,0.64900000000000002,-2.1999999999999999E-2,0.314,0.313,2.5219999999999998,null,3.3644149857494448,28.540268847018961,24.016179912101148]
[0.92850005205739528,29.185782255430617,0.76300000000000001,0.53100000000000003,-2.1999999999999999E-2,0.314,0.313,2.5219999999999998,null,3.3563003238258715,23.221138255326046,8.3591189323940949]
[0.27354181002239764,19.334229588105298,0.84299999999999997,0.60099999999999998,-2.1999999999999999E-2,0.314,0.313,2.5219999999999998,null,2.9354409436800633,21.323780765228943,20.783673237127047]
[0.66778854910179763,25.91209435896706,0.51100000000000001,0.57999999999999996,-2.1999999999999999E-2,0.314,0.313,2.5219999999999998,null,3.2350961509042802,33.056309042716165,16.687312744936328]
[0.14715617952300519,9.2888835890445485,0.78900000000000003,0.61599999999999999,-2.1999999999999999E-2,0.314,0.313,2.5219999999999998,null,2.1724073525738077,18.01772535682117,16.509550255649053]
[0.28586689052992631,19.594797850967666,0.84,0.72599999999999998,-2.1999999999999999E-2,0.314,0.313,2.5219999999999998,null,2.949187312301226,25.940597322714918,6.8800536970063746]
[4.5153330665748892E-2,7.3757454268541931,0.90700000000000003,0.48699999999999999,-2.1999999999999999E-2,0.314,0.313,2.5219999999999998,null,1.9262333078645437,11.899767021183971,20.801084147352853]
[0.86955537526657767,28.490643627445625,0.78600000000000003,0.54300000000000004,-2.1999999999999999E-2,0.314,0.313,2.5219999999999998,null,3.3317639198706557,23.035445797600151,12.16665229915418]
[{"$f":"RAND()","v":0.30829452906375954},20.054925910262881,0.65800000000000003,0.433,-2.1999999999999999E-2,0.314,0.313,2.5219999999999998,null,2.9730092329760125,18.728298457458717,11.220214431201041]
[0.96718735379601029,29.630083670094344,0.84199999999999997,0.307,-2.1999999999999999E-2,0.314,0.313,2.5219999999999998,null,3.3716732253450825,12.517877173348893,14.480993332440461]
[0.79106156643092673,27.527275957441358,0.69,0.70699999999999996,-2.1999999999999999E-2,0.314,0.313,2.5219999999999998,null,3.2967324785665402,32.740566910388814,16.107154662244305]
[0.32742104866872923,20.434261582209047,0.82099999999999995,0.42899999999999999,-2.1999999999999999E-2,0.314,0.313,2.5219999999999998,null,2.9922301720141191,15.808607357342487,11.27845189691128]
[0.80566427842054256,27.709998818668815,0.91300000000000003,0.67400000000000004,-2.1999999999999999E-2,0.314,0.313,2.5219999999999998,null,3.3034719387067546,25.292700002928431,13.593578450790242]
[0.33188842553588971,20.521253805328655,0.67400000000000004,0.61099999999999999,-2.1999999999999999E-2,0.314,0.313,2.5219999999999998,null,2.9965864521084056,26.152022715474075,24.573018150975027]
[1.1959835917149997E-2,6.2226935387265891,0.53500000000000003,0.71099999999999997,-2.1999999999999999E-2,0.314,0.313,2.5219999999999998,null,1.7418865461528219,24.027101780083711,6.982146209709156]
[{"$f":"RAND()","v":0.79446557810800011},27.570019887934162,0.85,0.49299999999999999,-2.1999999999999999E-2,0.314,0.313,2.5219999999999998,null,3.2983131002509145,19.499849039721486,12.200423192247843]
[0.22622003277885716,18.274639514493536,0.98199999999999998,0.64100000000000001,-2.1999999999999999E-2,0.314,0.313,2.5219999999999998,null,2.8775088395274082,19.916425678660922,7.296630570239202]
[0.69707273204921305,26.308448914488565,0.9,0.60199999999999998,-2.1999999999999999E-2,0.314,0.313,2.5219999999999998,null,3.2505767844295508,22.460194910979535,6.9713694095617962]
[0.15454615356904178,9.395255304999953,0.66600000000000004,0.56399999999999995,-2.1999999999999999E-2,0.314,0.313,2.5219999999999998,null,2.1844633997058289,18.753969326072987,5.7649683646719625]
[0.79315673759388516,27.553595727689682,0.73699999999999999,0.53700000000000003,-2.1999999999999999E-2,0.314,0.313,2.5219999999999998,null,3.2977060491702321,23.662922879747804,17.22252349475075]
[0.18623493585451179,9.8248696336599579,0.99299999999999999,0.60699999999999998,-2.1999999999999999E-2,0.314,0.313,2.5219999999999998,null,2.2317254189914419,15.27881683271111,12.334907070494991]
[0.23995736510535159,18.592798327991844,0.72899999999999998,0.61099999999999999,-2.1999999999999999E-2,0.314,0.313,2.5219999999999998,null,2.8952593223496637,23.86762233126597,13.247235863553124]
[{"$f":"RAND()","v":0.93603165743518346},29.272993716057471,0.95399999999999996,0.72699999999999998,-2.1999999999999999E-2,0.314,0.313,2.5219999999999998,null,3.3593365577602774,26.854373878507985,6.7298500920902136]
[0.40007703250982707,21.782817538428986,0.66800000000000004,0.67200000000000004,-2.1999999999999999E-2,0.314,0.313,2.5219999999999998,null,3.0577160390948523,29.532393587012123,30.073301903735139]
[0.44758864098478568,22.599076923972603,0.78800000000000003,0.53700000000000003,-2.1999999999999999E-2,0.314,0.313,2.5219999999999998,null,3.0953651657107315,21.089206940731355,7.225208644457191]
[0.11684842973152776,8.821786717811575,0.97199999999999998,0.36499999999999999,-2.1999999999999999E-2,0.314,0.313,2.5219999999999998,null,2.1176717625777837,9.0049864386335852,13.258386276106975]
[0.46362544961164098,22.864717586181893,0.90500000000000003,0.73099999999999998,-2.1999999999999999E-2,0.314,0.313,2.5219999999999998,null,3.1073179667279636,25.959802185270199,18.394253587878843]
[0.89906552584265864,28.84150791687318,0.59199999999999997,0.72799999999999998,-2.1999999999999999E-2,0.314,0.313,2.5219999999999998,null,3.3442236805730059,38.455158767118512,14.350509371468233]
[0.90189782281807462,28.874877938635088,0.65,0.39600000000000002,-2.1999999999999999E-2,0.314,0.313,2.5219999999999998,null,3.3454006576623811,19.491754509484696,22.528120571030076]
[6.1374590623777148E-2,7.7698057383094836,0.89100000000000001,0.31900000000000001,-2.1999999999999999E-2,0.314,0.313,2.5219999999999998,null,1.9821495412421413,8.0369786985865588,9.9527270358542985]
[0.66035363984281426,25.810088505991409,0.55700000000000005,0.57699999999999996,-2.1999999999999999E-2,0.314,0.313,2.5219999999999998,null,3.2310729631653161,30.767243751514684,7.4951201785590555]
[0.5313867915729118,23.939424389897979,0.52300000000000002,0.70699999999999996,-2.1999999999999999E-2,0.314,0.313,2.5219999999999998,null,3.1542676989507785,38.558929820081623,9.5296781521235658]
[0.35663977936383517,20.992967280466672,0.53600000000000003,0.44600000000000001,-2.1999999999999999E-2,0.314,0.313,2.5219999999999998,null,3.0198832858010149,22.851642901738124,13.995404671334128]
[0.74614021889393589,26.954343120328112,0.94299999999999995,0.42699999999999999,-2.1999999999999999E-2,0.314,0.313,2.5219999999999998,null,3.2753012513830844,15.497637742092728,23.234285393489355]
[0.61030594086337808,25.107948403301883,0.71099999999999997,0.56799999999999995,-2.1999999999999999E-2,0.314,0.313,2.5219999999999998,null,{"$f":"-LN(-LN(1-(1/B70617)))","v":3.2029318562645654},{"$f":"D70617*(C70617^((E70617*J70617)+F70617-1))*EXP((G70617*J70617)+H70617)","v":24.950675051360715},9.7497535326326137]
[0.45886211336462579,22.786301993074346,0.71299999999999997,0.77600000000000002,-2.1999999999999999E-2,0.314,0.313,2.5219999999999998,null,3.1038044117418511,32.951687669284127,12.437327004072303]
[0.13445705603995162,9.0996502295920259,0.59399999999999997,0.46500000000000002,-2.1999999999999999E-2,0.314,0.313,2.5219999999999998,null,2.1505930505373585,16.632903773897056,28.833250036387774]
[0.91693961969807125,29.05122835690468,0.90200000000000002,0.61299999999999999,-2.1999999999999999E-2,0.314,0.313,2.5219999999999998,null,3.351597718514546,23.571053268547058,8.1079973760487682]
[0.71522461272178239,26.549960255442407,0.624,0.3,-2.1999999999999999E-2,0.314,0.313,2.5219999999999998,null,3.2598934211173889,14.816141132861238,13.318491671819627]
[0.63810759891029212,25.501397356599817,0.83699999999999997,0.59899999999999998,-2.1999999999999999E-2,0.314,0.313,2.5219999999999998,null,3.2187983760291119,23.374623379198376,9.8397779968446155]
[0.76096978479022848,27.145342177084345,0.93300000000000005,0.77400000000000002,-2.1999999999999999E-2,0.314,0.313,2.5219999999999998,null,3.2824969646799413,28.383852496887766,10.159885479873953]
[0.50997452635637608,23.607640837332884,0.53900000000000003,0.63200000000000001,-2.1999999999999999E-2,0.314,0.313,2.5219999999999998,null,3.1400072376151869,33.536215067745175,18.166940788568088]
[0.50309827557603637,23.499620909037642,0.76700000000000002,0.34100000000000003,-2.1999999999999999E-2,0.314,0.313,2.5219999999999998,null,3.1353201661820047,13.84264467711451,21.752635986155056]
[0.43776466120520652,22.433992597265142,0.89300000000000002,0.59899999999999998,-2.1999999999999999E-2,0.314,0.313,2.5219999999999998,null,3.0878643536702612,21.355930572801764,18.34111166763601]
[0.40794497621474779,21.921213940730908,0.71199999999999997,0.436,-2.1999999999999999E-2,0.314,0.313,2.5219999999999998,null,3.0642000875922868,18.299957421754179,6.5705621459337893]
[0.80814912776155712,27.740926227527837,0.85399999999999998,0.78600000000000003,-2.1999999999999999E-2,0.314,0.313,2.5219999999999998,null,3.3046081680108323,31.040264645222418,10.95191641005826]
[0.74354337532614323,26.920702116948323,0.69099999999999995,0.72399999999999998,-2.1999999999999999E-2,0.314,0.313,2.5219999999999998,null,3.2740284758367983,33.247717634626007,11.949312625418715]
[0.45438241221720865,22.712183460253868,0.86599999999999999,0.38600000000000001,-2.1999999999999999E-2,0.314,0.313,2.5219999999999998,null,3.1004720031909554,14.140434024679546,12.312504730518636]
[0.50610330706263407,23.5469175775666,0.73699999999999999,0.68100000000000005,-2.1999999999999999E-2,0.314,0.313,2.5219999999999998,null,3.1373751116352722,28.508822616536971,6.373491775387981]
[0.27967799791378278,19.464674298216629,0.84499999999999997,0.65400000000000003,-2.1999999999999999E-2,0.314,0.313,2.5219999999999998,null,2.9423462303007968,23.213723854662295,10.857921964121051]
[0.93701400498881793,29.284342805133754,0.70599999999999996,0.42399999999999999,-2.1999999999999999E-2,0.314,0.313,2.5219999999999998,null,3.3597309948333387,19.690386025791472,8.4759141412750658]
[0.72018599118189741,26.615436676767168,0.69099999999999995,0.443,-2.1999999999999999E-2,0.314,0.313,2.5219999999999998,null,3.2624043768704021,20.267763826917193,27.009206343368074]
[0.82019388941145488,27.890170693704089,0.93700000000000006,0.57099999999999995,-2.1999999999999999E-2,0.314,0.313,2.5219999999999998,null,3.3100731208707583,21.053458685986197,15.139184272181817]
[0.56247746422173506,{"$f":"IF($B$13=\"exact vlaue\",$B$15,(IF(A71578<=$B$17,($B$14+(SQRT(A71578*($B$16-$B$14)*($B$15-$B$14)))),($B$16+((SQRT(A71578)-1)*(SQRT(($B$16-$B$14)*($B$16-$B$15))))))))","v":24.409494109338173},{"$f":"IF($C$13=\"exact value\",$C$15,(RANDBETWEEN(($C$14*1000),($C$16*1000))/1000))","v":0.98799999999999999},{"$f":"IF($D$13=\"exact value\",$D$15,(RANDBETWEEN(($D$14*1000),($D$16*1000))/1000))","v":0.309},{"$f":"IF($E$13=\"exact value\",$E$15,(RANDBETWEEN(($E$14*1000),($E$16*1000))/1000))","v":-2.1999999999999999E-2},{"$f":"IF($F$13=\"exact value\",$F$15,(RANDBETWEEN(($F$14*1000),($F$16*1000))/1000))","v":0.314},{"$f":"IF($G$13=\"exact value\",$G$15,(RANDBETWEEN(($G$14*1000),($G$16*1000))/1000))","v":0.313},{"$f":"IF($H$13=\"exact value\",$H$15,(RANDBETWEEN(($H$14*1000),($H$16*1000))/1000))","v":2.5219999999999998},null,3.1741298221955918,10.487808230885392,7.1328632011905215]
[0.86723835746495948,28.462844872200517,0.59499999999999997,0.79,-2.1999999999999999E-2,0.314,0.313,2.5219999999999998,null,3.3307700701805625,41.389227213532862,11.02888240502528]
[0.4438494004719753,22.536457541815277,0.80800000000000005,0.40400000000000003,-2.1999999999999999E-2,0.314,0.313,2.5219999999999998,null,3.0925265974017742,15.554899956083682,25.393044156169388]
[0.45184045107223314,22.669963109992636,0.96599999999999997,0.32,-2.1999999999999999E-2,0.314,0.313,2.5219999999999998,null,3.0985687757909353,10.788767235572964,8.4349278471014735]
[0.24802781954825937,18.775473500443745,0.90600000000000003,0.43099999999999999,-2.1999999999999999E-2,0.314,0.313,2.5219999999999998,null,2.9053103277924222,14.349910610349074,16.917740379839387]
[0.62640857489219848,25.336898800787527,0.85299999999999998,0.41199999999999998,-2.1999999999999999E-2,0.314,0.313,2.5219999999999998,null,3.2121952882978739,15.81552772561658,11.812726120821365]
[0.81814764857154998,27.864893746803038,0.52400000000000002,0.34599999999999997,-2.1999999999999999E-2,0.314,0.313,2.5219999999999998,null,3.3091496420579909,19.822803852663522,26.607895782218549]
[0.60093103834683903,24.973261472549339,0.81499999999999995,0.745,-2.1999999999999999E-2,0.314,0.313,2.5219999999999998,null,3.1974419933636162,29.463475430338651,16.96225835894316]
[0.15901645280127075,9.4583692758853921,0.86399999999999999,0.33900000000000002,-2.1999999999999999E-2,0.314,0.313,2.5219999999999998,null,2.1915484147468161,9.3327408325199688,11.71967584305594]
[0.72359659023265266,26.660316390196144,0.54400000000000004,0.41499999999999998,-2.1999999999999999E-2,0.314,0.313,2.5219999999999998,null,3.2641218337754436,22.772486814406516,18.317519301943339]
[0.83167328604800983,28.031393268810202,0.70599999999999996,0.312,-2.1999999999999999E-2,0.314,0.313,2.5219999999999998,null,3.3152169695866562,14.283805368264133,11.003580383035153]
[0.79072855121928498,27.523089374980749,0.74199999999999999,0.34499999999999997,-2.1999999999999999E-2,0.314,0.313,2.5219999999999998,null,3.296577529082084,15.11921203232912,9.146734380018458]
[0.55247255218368019,24.259677504309913,0.88600000000000001,0.46600000000000003,-2.1999999999999999E-2,0.314,0.313,2.5219999999999998,null,3.167842275575067,17.140305691792431,23.884789661857749]
[0.65191624246978408,25.693630547883231,0.61899999999999999,0.63200000000000001,-2.1999999999999999E-2,0.314,0.313,2.5219999999999998,null,3.2264598924278491,31.065644775334896,11.308143562712948]
[0.4731843854080674,23.020873875528881,0.82199999999999995,0.67900000000000005,-2.1999999999999999E-2,0.314,0.313,2.5219999999999998,null,3.1142782677798109,25.985298724087588,16.465425681386215]
[0.39611809724037406,21.712665549415448,0.64600000000000002,0.69199999999999995,-2.1999999999999999E-2,0.314,0.313,2.5219999999999998,null,3.0544131956849139,31.155033627510413,21.827586941807116]
[0.79474044706974023,27.573467398504913,0.63600000000000001,0.79,-2.1999999999999999E-2,0.314,0.313,2.5219999999999998,null,3.2984404764134267,38.938502129090985,12.070451818521116]
[0.75133259847736589,27.021433093280496,0.95499999999999996,0.61099999999999999,-2.1999999999999999E-2,0.314,0.313,2.5219999999999998,null,3.2778347093436246,21.981702950762934,31.730048490101275]
[0.18173992588791532,9.7662868919096155,0.51,0.66700000000000004,-2.1999999999999999E-2,0.314,0.313,2.5219999999999998,null,2.2254109954014001,27.343233007603857,9.9991638701488448]
[0.3359376519552224,20.599599002004211,0.97799999999999998,0.48499999999999999,-2.1999999999999999E-2,0.314,0.313,2.5219999999999998,null,3.0004935356306888,15.70967913919867,22.222562426704588]
[0.69427970328183819,26.271009671773136,0.97699999999999998,0.57199999999999995,-2.1999999999999999E-2,0.314,0.313,2.5219999999999998,null,3.2491247089289854,20.04511099016289,13.179861893102212]
[0.29234305116767201,19.729461894305899,0.55800000000000005,0.58399999999999996,-2.1999999999999999E-2,0.314,0.313,2.5219999999999998,null,2.9562181465673456,28.434240945260452,20.913733874253786]
[6.7061442220944678E-2,7.895285871484556,0.58099999999999996,0.57699999999999996,-2.1999999999999999E-2,0.314,0.313,2.5219999999999998,null,1.9993159932277562,19.97053671934756,15.264073048191205]
[0.28277068098060254,19.529877002979376,0.78200000000000003,0.78600000000000003,-2.1999999999999999E-2,0.314,0.313,2.5219999999999998,null,2.9457800331096933,29.602373647112824,21.722616153109378]
[0.12858337454113544,9.0091048648846694,0.75600000000000001,0.53700000000000003,-2.1999999999999999E-2,0.314,0.313,2.5219999999999998,null,2.1399840895426023,16.04039784623205,13.411944255170242]
[0.16971979134914617,9.6059715499168323,0.51400000000000001,0.77700000000000002,-2.1999999999999999E-2,0.314,0.313,2.5219999999999998,null,2.2079240968562197,31.489307593078365,7.7940941340061789]
[0.76269196231859504,27.167402085730195,0.67900000000000005,0.55100000000000005,-2.1999999999999999E-2,0.314,0.313,2.5219999999999998,null,3.2833247249490967,25.718179460711191,5.5892035639834265]
[0.33379458932274519,20.558193808305433,0.77400000000000002,0.75700000000000001,-2.1999999999999999E-2,0.314,0.313,2.5219999999999998,null,2.9984305569874441,29.217206932025071,5.5839651722765709]
[0.82553141447201484,27.955956443530194,0.86099999999999999,0.45900000000000002,-2.1999999999999999E-2,0.314,0.313,2.5219999999999998,null,3.3124725743510655,18.059512907626157,19.23030881201004]
[0.95171475722485155,29.453475689113606,0.628,0.65800000000000003,-2.1999999999999999E-2,0.314,0.313,2.5219999999999998,null,3.3655908352239194,33.463760352865847,16.446210709288298]
[0.19364423883019455,9.9199115697108127,0.86099999999999999,0.62,-2.1999999999999999E-2,0.314,0.313,2.5219999999999998,null,2.2418854238275818,17.387005534483507,17.838817479104161]
[0.78012850471808759,27.389364588472375,0.91700000000000004,0.65200000000000002,-2.1999999999999999E-2,0.314,0.313,2.5219999999999998,null,3.2916155682559238,24.29522913439693,14.725569430289859]
[0.30494018857056693,19.987198353866326,0.59099999999999997,0.79500000000000004,-2.1999999999999999E-2,0.314,0.313,2.5219999999999998,null,2.96953825058677,37.233398593897725,11.563958010871641]
[0.69874962701762977,26.330890878877472,0.625,0.68600000000000005,-2.1999999999999999E-2,0.314,0.313,2.5219999999999998,null,3.2514461827721379,33.746196232691858,13.052724858987427]
[0.61055095882717203,25.111454594150768,0.51800000000000002,0.504,-2.1999999999999999E-2,0.314,0.313,2.5219999999999998,null,3.2030743673826523,28.133824618431728,15.576567737222238]
[0.31785564199852423,20.245978029482323,0.82799999999999996,0.74,-2.1999999999999999E-2,0.314,0.313,2.5219999999999998,null,2.9827360391087381,27.013957572086049,12.335943766107938]
[0.39388352893709011,21.672914364371572,0.89600000000000002,0.8,-2.1999999999999999E-2,0.314,0.313,2.5219999999999998,null,3.0525368049424846,28.13482612829841,15.559872578886353]
[0.59448828442070645,24.880089993500064,0.52400000000000002,0.496,-2.1999999999999999E-2,0.314,0.313,2.5219999999999998,null,3.1936265897282272,27.362376174397049,15.919755078668437]
[0.14859190109768505,9.3097549393452326,0.78100000000000003,0.79800000000000004,-2.1999999999999999E-2,0.314,0.313,2.5219999999999998,null,2.1747844015281514,23.534155735794332,11.124546621435201]
[7.636772282848503E-2,8.0896545686468944,0.5,0.73399999999999999,-2.1999999999999999E-2,0.314,0.313,2.5219999999999998,null,2.0253366634424852,28.59031236388633,8.6124294959111953]
[0.65561775532866617,25.744813249615738,0.93200000000000005,0.34300000000000003,-2.1999999999999999E-2,0.314,0.313,2.5219999999999998,null,3.2284899366762145,12.376558125391728,11.400456298206407]
[6.9802485228733335E-2,7.9538636822967419,0.86199999999999999,0.38800000000000001,-2.1999999999999999E-2,0.314,0.313,2.5219999999999998,null,2.0072297026681363,10.094003988852783,12.21771513698399]
[0.7848437457854901,27.44896113272037,0.94799999999999995,0.43,-2.1999999999999999E-2,0.314,0.313,2.5219999999999998,null,3.2938299862959051,15.634832786037947,9.0778982685198422]
[0.45030090279210933,22.644334433461044,0.76800000000000002,0.55900000000000005,-2.1999999999999999E-2,0.314,0.313,2.5219999999999998,null,3.0974117052643964,22.397555909729629,22.707559641366011]
[0.84365863147251452,28.177803999036087,0.92500000000000004,0.46700000000000003,-2.1999999999999999E-2,0.314,0.313,2.5219999999999998,null,3.3205219953075988,17.445368308288764,9.8961048763760022]
[0.7337972967520815,26.793918847161763,0.57799999999999996,0.78400000000000003,-2.1999999999999999E-2,0.314,0.313,2.5219999999999998,null,3.2692171374181247,41.157158873836657,15.299285681712652]
[0.80064006483107852,27.647319435706287,0.89800000000000002,0.3,-2.1999999999999999E-2,0.314,0.313,2.5219999999999998,null,3.3011652186860703,11.391970986908849,11.708163262317949]
[0.30657408422717525,20.020234654622705,0.58099999999999996,0.59699999999999998,-2.1999999999999999E-2,0.314,0.313,2.5219999999999998,null,2.9712328399989714,28.336577424884368,14.285169739575322]
[0.81380253068682173,27.811114030794659,0.8,0.45100000000000001,-2.1999999999999999E-2,0.314,0.313,2.5219999999999998,null,3.3071819881563842,18.730851520742569,16.076571619194684]
[0.71331314939267265,{"$f":"IF($B$13=\"exact vlaue\",$B$15,(IF(A73946<=$B$17,($B$14+(SQRT(A73946*($B$16-$B$14)*($B$15-$B$14)))),($B$16+((SQRT(A73946)-1)*(SQRT(($B$16-$B$14)*($B$16-$B$15))))))))","v":26.52467366877795},{"$f":"IF($C$13=\"exact value\",$C$15,(RANDBETWEEN(($C$14*1000),($C$16*1000))/1000))","v":0.52500000000000002},{"$f":"IF($D$13=\"exact value\",$D$15,(RANDBETWEEN(($D$14*1000),($D$16*1000))/1000))","v":0.51500000000000001},{"$f":"IF($E$13=\"exact value\",$E$15,(RANDBETWEEN(($E$14*1000),($E$16*1000))/1000))","v":-2.1999999999999999E-2},{"$f":"IF($F$13=\"exact value\",$F$15,(RANDBETWEEN(($F$14*1000),($F$16*1000))/1000))","v":0.314},{"$f":"IF($G$13=\"exact value\",$G$15,(RANDBETWEEN(($G$14*1000),($G$16*1000))/1000))","v":0.313},{"$f":"IF($H$13=\"exact value\",$H$15,(RANDBETWEEN(($H$14*1000),($H$16*1000))/1000))","v":2.5219999999999998},null,3.2589220150701728,28.982179163709574,10.95506069470018]
[0.92081728200161439,29.096455192206072,0.53,0.36499999999999999,-2.1999999999999999E-2,0.314,0.313,2.5219999999999998,null,3.3531808475811671,21.032085052689563,12.53430227908019]
[0.62902506391517921,25.373821400890577,0.76900000000000002,0.59099999999999997,-2.1999999999999999E-2,0.314,0.313,2.5219999999999998,null,3.2136811879670861,24.54974070477342,17.375668892490921]
[0.92562874070051759,29.152441113200979,0.77600000000000002,0.76200000000000001,-2.1999999999999999E-2,0.314,0.313,2.5219999999999998,null,3.3551371238989449,32.885764484657457,15.50147269816094]
[0.29039130159431459,19.689036022362522,0.53200000000000003,0.47199999999999998,-2.1999999999999999E-2,0.314,0.313,2.5219999999999998,null,2.9541126942846043,23.803197616619201,21.672930807481492]
[0.69215850669835799,26.24252568398629,0.91100000000000003,0.497,-2.1999999999999999E-2,0.314,0.313,2.5219999999999998,null,3.2480185472657466,18.358062811194703,14.827456957159615]
[0.31095808321270968,20.108443755000305,0.55700000000000005,0.67400000000000004,-2.1999999999999999E-2,0.314,0.313,2.5219999999999998,null,2.9757434794802418,33.070219603745656,19.276942182857166]
[0.17210357313502234,9.6382051099404595,0.621,0.76,-2.1999999999999999E-2,0.314,0.313,2.5219999999999998,null,2.2114647689155693,26.836361044146791,13.699791270323129]
[0.52335761674477743,23.815809596073588,0.625,0.56699999999999995,-2.1999999999999999E-2,0.314,0.313,2.5219999999999998,null,3.1489783319720019,26.98328012866472,6.7563904759928093]
[0.36146015756082872,21.082908986207734,0.79100000000000004,0.42899999999999999,-2.1999999999999999E-2,0.314,0.313,2.5219999999999998,null,3.0242643198546251,16.42383160912652,8.1944047208405895]
[0.30226660585821652,19.932948775153935,0.66300000000000003,0.78600000000000003,-2.1999999999999999E-2,0.314,0.313,2.5219999999999998,null,2.9667492835702749,33.735496034351883,10.027083995476563]
[0.61131521882498219,25.122386586841813,0.83299999999999996,0.36199999999999999,-2.1999999999999999E-2,0.314,0.313,2.5219999999999998,null,3.2035185740632048,14.109030266841989,9.2754345437277568]
[8.2143431703609493E-2,8.2043609289453006,0.68700000000000006,0.64100000000000001,-2.1999999999999999E-2,0.314,0.313,2.5219999999999998,null,2.0403800237977623,19.89172776101983,15.315310076253629]
[0.57572767274761683,24.605870739877201,0.73899999999999999,0.78200000000000003,-2.1999999999999999E-2,0.314,0.313,2.5219999999999998,null,3.1823119753433842,33.142755581399598,20.533959394308397]
[0.44591255782392181,22.571040786007821,0.68,0.51800000000000002,-2.1999999999999999E-2,0.314,0.313,2.5219999999999998,null,3.0940952697926623,22.725515558003618,23.46558092218822]
[0.5366465034192528,24.019895663906148,0.95799999999999996,0.65200000000000002,-2.1999999999999999E-2,0.314,0.313,2.5219999999999998,null,{"$f":"-LN(-LN(1-(1/B74713)))","v":3.1576960147940216},{"$f":"D74713*(C74713^((E74713*J74713)+F74713-1))*EXP((G74713*J74713)+H74713)","v":22.534859826314079},11.319359759776056]
[0.29693245759576781,19.823992103960677,0.628,0.65500000000000003,-2.1999999999999999E-2,0.314,0.313,2.5219999999999998,null,2.9611242088395877,29.228834803910537,15.393329314129582]
[0.88270937642699709,28.64776348511775,0.92,0.77100000000000002,-2.1999999999999999E-2,0.314,0.313,2.5219999999999998,null,3.3373627076705912,29.07414957442921,20.558798349034177]
[0.90322377500978746,28.890482252168848,0.97299999999999998,0.57599999999999996,-2.1999999999999999E-2,0.314,0.313,2.5219999999999998,null,3.3459505544000399,20.872371883342936,20.483615763548912]
[0.71986437690569116,26.611199110680388,0.77,0.69399999999999995,-2.1999999999999999E-2,0.314,0.313,2.5219999999999998,null,3.2622420611447791,29.249212424291532,19.858515308490333]
[1.0467785046817668E-2,6.1438851038684827,0.89900000000000002,0.69,-2.1999999999999999E-2,0.314,0.313,2.5219999999999998,null,1.727947587316383,15.940633243228559,19.889203302700505]
[0.24072832462184435,18.610380443181665,0.78400000000000003,0.749,-2.1999999999999999E-2,0.314,0.313,2.5219999999999998,null,2.8962311190900292,27.71419931172046,10.452568219880158]
[0.64086626614674724,25.539966388573227,0.71,0.79100000000000004,-2.1999999999999999E-2,0.314,0.313,2.5219999999999998,null,{"$f":"-LN(-LN(1-(1/B75033)))","v":3.2203402729068014},{"$f":"D75033*(C75033^((E75033*J75033)+F75033-1))*EXP((G75033*J75033)+H75033)","v":34.978099025846326},12.046696046399036]
[0.5760291735218972,24.610312734603554,0.997,0.434,-2.1999999999999999E-2,0.314,0.313,2.5219999999999998,null,3.1824962814702267,14.66820234133,19.207264017651852]
[{"$f":"RAND()","v":0.208257340982543},17.843665891984948,0.89300000000000002,0.34300000000000003,-2.1999999999999999E-2,0.314,0.313,2.5219999999999998,null,2.8529502251614787,11.355308435314457,14.785562946979663]
[0.35949127829246252,21.046245269404764,0.61599999999999999,0.67300000000000004,-2.1999999999999999E-2,0.314,0.313,2.5219999999999998,null,3.0224807585891225,31.081612544875089,27.555742430419894]
[0.53060376127262598,23.9274103719872,0.996,0.51,-2.1999999999999999E-2,0.314,0.313,2.5219999999999998,null,3.1537548558673003,17.095380935256472,10.524238356999335]
[0.40175306422453505,21.812412058200231,0.97499999999999998,0.501,-2.1999999999999999E-2,0.314,0.313,2.5219999999999998,null,3.0591061198264735,16.567168750314067,7.0678442898395639]
[0.92630034262039784,29.160244259768803,0.97699999999999998,0.34200000000000003,-2.1999999999999999E-2,0.314,0.313,2.5219999999999998,null,3.3554094800343526,12.391101206984917,17.60268379028582]
[0.76746749900229871,27.228443469832367,0.79,0.57799999999999996,-2.1999999999999999E-2,0.314,0.313,2.5219999999999998,null,3.2856116327611624,24.069834510883883,8.5123263379300607]
[0.20793430463378748,17.83574863483727,0.92700000000000005,0.38200000000000001,-2.1999999999999999E-2,0.314,0.313,2.5219999999999998,null,2.8524933749349062,12.295737490869616,7.4966518960609934]
[7.4730805502627007E-2,8.0563623292777926,0.56000000000000005,0.748,-2.1999999999999999E-2,0.314,0.313,2.5219999999999998,null,2.0209276611265006,26.78206673482385,12.333499401043715]
[4.7410275021697812E-2,7.4343961012358335,0.77100000000000002,0.56799999999999995,-2.1999999999999999E-2,0.314,0.313,2.5219999999999998,null,1.9347570417353601,15.664870366397247,12.5007851934927]
[0.20079184775958958,17.659096863220881,0.91200000000000003,0.48299999999999998,-2.1999999999999999E-2,0.314,0.313,2.5219999999999998,null,2.8422453298098622,15.687044248556241,11.836611656699439]
[0.646299414768717,25.615685468965037,0.629,0.36,-2.1999999999999999E-2,0.314,0.313,2.5219999999999998,null,3.2233604394779856,17.464741037183728,21.271213060590597]
[0.34756603351029314,20.821998888883222,0.93799999999999994,0.34699999999999998,-2.1999999999999999E-2,0.314,0.313,2.5219999999999998,null,3.0115021518176173,11.638491980890523,15.882141094954974]
[0.69346333044527142,26.260052359443964,0.871,0.38500000000000001,-2.1999999999999999E-2,0.314,0.313,2.5219999999999998,null,3.2486993319288082,14.716183704648666,8.7789405629127462]
[0.85327502938946542,28.294525735834782,0.74399999999999999,0.59599999999999997,-2.1999999999999999E-2,0.314,0.313,2.5219999999999998,null,3.3247312003136784,26.301237031436585,14.951110315600792]
[0.30456134265390922,19.979525706555261,0.79200000000000004,0.56200000000000006,-2.1999999999999999E-2,0.314,0.313,2.5219999999999998,null,2.969144272481123,21.121515930475201,6.3040132427007514]
[0.51864437962754395,23.742804003792703,0.80900000000000005,0.54300000000000004,-2.1999999999999999E-2,0.314,0.313,2.5219999999999998,null,3.1458412920962902,21.243981108942155,5.0644906649404104]
[0.72691399023804659,26.703868347604519,0.9,0.76700000000000002,-2.1999999999999999E-2,0.314,0.313,2.5219999999999998,null,3.2657856641150271,28.753790900210749,16.178217377421152]
[0.94192484500363771,29.340988882085107,0.92500000000000004,0.40500000000000003,-2.1999999999999999E-2,0.314,0.313,2.5219999999999998,null,3.3616974033178741,15.326609813997617,15.786612566645546]
[0.75745420441056699,27.100232387726734,0.69699999999999995,0.77900000000000003,-2.1999999999999999E-2,0.314,0.313,2.5219999999999998,null,3.2808021605102144,35.617109582230583,8.9670556550309026]
[0.42754719978362099,22.260318819209356,0.65700000000000003,0.35099999999999998,-2.1999999999999999E-2,0.314,0.313,2.5219999999999998,null,3.07991204311806,15.73166428055084,11.761738834359839]
[8.572376693458672E-4,5.3273449383574354,0.64500000000000002,0.57899999999999996,-2.1999999999999999E-2,0.314,0.313,2.5219999999999998,null,1.5707038420030115,16.169789517178277,11.059518186183835]
[0.44982846901901974,22.636461102833113,0.64400000000000002,0.44800000000000001,-2.1999999999999999E-2,0.314,0.313,2.5219999999999998,null,3.09705597503301,20.497001844772818,7.7904416963543284]
[0.53416400755058679,23.981963945505019,0.96499999999999997,0.36,-2.1999999999999999E-2,0.314,0.313,2.5219999999999998,null,3.156081475361677,12.368046211049121,19.230314641293404]
[0.54554426533744504,24.155134848226794,0.55500000000000005,0.79600000000000004,-2.1999999999999999E-2,0.314,0.313,2.5219999999999998,null,3.1634312557501638,41.632570895472398,8.3161335716888303]
[0.65779361634824096,25.774832574371239,0.52500000000000002,0.33600000000000002,-2.1999999999999999E-2,0.314,0.313,2.5219999999999998,null,3.2296786691697252,18.728710589985457,6.0889605098731758]
[0.12440153170911006,8.9433731073332083,0.63800000000000001,0.54800000000000004,-2.1999999999999999E-2,0.314,0.313,2.5219999999999998,null,2.1322111805124941,18.490992270587704,7.268244809060322]
[0.38335556340562948,21.48409475197851,0.97399999999999998,0.76,-2.1999999999999999E-2,0.314,0.313,2.5219999999999998,null,3.0435754603758829,25.029076217976385,10.322700477739692]
[0.41270658508123104,22.004322575876103,0.80900000000000005,0.70699999999999996,-2.1999999999999999E-2,0.314,0.313,2.5219999999999998,null,3.0680737175766981,26.98526766763009,7.9033620207976663]
[0.24350471890987502,18.673465386949967,0.85099999999999998,0.53200000000000003,-2.1999999999999999E-2,0.314,0.313,2.5219999999999998,null,2.8997101865644077,18.531492168431328,7.8395036472170077]
[0.10450888520823398,8.614361721110555,0.86599999999999999,0.42,-2.1999999999999999E-2,0.314,0.313,2.5219999999999998,null,2.0923678168928914,11.186730366893023,11.530573966638631]
[0.49737522800802669,23.409152627536166,0.78800000000000003,0.63,-2.1999999999999999E-2,0.314,0.313,2.5219999999999998,null,3.1313776941904892,25.026713687292677,20.996307651508946]
[0.47370351724981385,23.029309134189361,0.75,0.627,-2.1999999999999999E-2,0.314,0.313,2.5219999999999998,null,3.1146528736187107,25.716689248857371,17.996788185119645]
[4.3432785148755593E-2,7.3300425196966792,0.93,0.33300000000000002,-2.1999999999999999E-2,0.314,0.313,2.5219999999999998,null,1.9195403647031533,7.9729255257263256,10.335925103426586]
[0.16181692578633389,9.4974565838139817,0.78400000000000003,0.69299999999999995,-2.1999999999999999E-2,0.314,0.313,2.5219999999999998,null,2.1959111671366371,20.517671061081131,22.324452710126906]
[0.49418527659336686,23.358500811046767,0.69599999999999995,0.57699999999999996,-2.1999999999999999E-2,0.314,0.313,2.5219999999999998,null,3.1291635555632902,25.155436011841978,18.247945285419309]
[0.29793160815480579,19.844475040792148,0.66200000000000003,0.33,-2.1999999999999999E-2,0.314,0.313,2.5219999999999998,null,2.9621840944780291,14.15899481333858,19.641863646739832]
[0.44824127323780638,22.609979416196829,0.77800000000000002,0.77,-2.1999999999999999E-2,0.314,0.313,2.5219999999999998,null,3.0958585584169915,30.537089068144795,21.009472040722628]
[0.4038717279030809,21.849734151117715,0.58599999999999997,0.39200000000000002,-2.1999999999999999E-2,0.314,0.313,2.5219999999999998,null,3.0608564199377057,19.03283475332664,6.4936763545496046]
[0.41377485724385676,22.022902137096473,0.55100000000000005,0.77700000000000002,-2.1999999999999999E-2,0.314,0.313,2.5219999999999998,null,3.0689376476172248,39.621578833446577,8.3577263315057166]
[0.84272228421600015,28.166403361872767,0.97399999999999998,0.433,-2.1999999999999999E-2,0.314,0.313,2.5219999999999998,null,3.3201099153464866,15.551748052655642,8.8381591299005429]
[0.98124875081309781,29.789362559195258,0.65900000000000003,0.79300000000000004,-2.1999999999999999E-2,0.314,0.313,2.5219999999999998,null,3.3771272450647563,39.023993344726641,24.97444918304733]
[0.11535495068014789,8.797284402703923,0.86799999999999999,0.70599999999999996,-2.1999999999999999E-2,0.314,0.313,2.5219999999999998,null,2.1147159220241454,18.905723655704392,7.2761601687948039]
[0.37756221889242014,21.379084031058234,0.876,0.63,-2.1999999999999999E-2,0.314,0.313,2.5219999999999998,null,3.0385566867937936,22.436783924849291,12.446968620055937]
[0.31842420963901985,20.257248138075227,0.88300000000000001,0.51300000000000001,-2.1999999999999999E-2,0.314,0.313,2.5219999999999998,null,2.9833068748300886,17.846748596181492,17.636181183812546]
[3.1909533663204037E-2,6.9971709260602868,0.97899999999999998,0.33100000000000002,-2.1999999999999999E-2,0.314,0.313,2.5219999999999998,null,1.8693876506869596,7.5150952678552931,13.991541069106466]
[0.56038140491369881,24.37821811156708,0.74099999999999999,0.51600000000000001,-2.1999999999999999E-2,0.314,0.313,2.5219999999999998,null,3.1728204840997849,21.758391081189213,7.479794920564399]
[9.901189933296084E-2,8.5180232257078838,0.89,0.32200000000000001,-2.1999999999999999E-2,0.314,0.313,2.5219999999999998,null,2.0803934852296808,8.3748672062727998,15.142863848966426]
[0.23429855525150922,18.462872212485443,0.755,0.45,-2.1999999999999999E-2,0.314,0.313,2.5219999999999998,null,2.8880486201046214,17.083269083383172,11.336928486636376]
[0.9749518975398308,29.718177730994469,0.60699999999999998,0.36699999999999999,-2.1999999999999999E-2,0.314,0.313,2.5219999999999998,null,3.3746934141427078,19.209773345133655,24.663326082279514]
[0.52845511664704048,23.894398149254581,0.91500000000000004,0.65500000000000003,-2.1999999999999999E-2,0.314,0.313,2.5219999999999998,null,3.1523443050086528,23.398280137791364,8.1957432369188812]
[0.54992286902973098,24.221281342881539,0.625,0.71399999999999997,-2.1999999999999999E-2,0.314,0.313,2.5219999999999998,null,3.1662244679595797,34.168953702088004,14.368588550913181]
[0.77707343750946234,27.350655003619483,0.79,0.318,-2.1999999999999999E-2,0.314,0.313,2.5219999999999998,null,3.2901746112076871,13.261813842212414,20.437002201086838]
[8.5232731549871654E-2,8.2640605759902748,0.67600000000000005,0.34699999999999998,-2.1999999999999999E-2,0.314,0.313,2.5219999999999998,null,2.0481205537699694,10.923169447189702,9.7084346023848074]
[7.4855106098267621E-2,8.0589031142361236,0.92900000000000005,0.746,-2.1999999999999999E-2,0.314,0.313,2.5219999999999998,null,2.0212648337816925,18.456611299388303,9.6165367276023446]
[0.15798343455807651,9.4438642328225519,0.95899999999999996,0.72599999999999998,-2.1999999999999999E-2,0.314,0.313,2.5219999999999998,null,2.1899245614171901,18.503814785553573,12.289463639305406]
[0.46195835353365178,22.837319329056093,0.66800000000000004,0.51600000000000001,-2.1999999999999999E-2,0.314,0.313,2.5219999999999998,null,3.1060917404944246,23.032520779288649,27.15513529463632]
[0.89245344930918846,28.763399486702344,0.64500000000000002,0.56100000000000005,-2.1999999999999999E-2,0.314,0.313,2.5219999999999998,null,3.3414633285301578,27.740502072334536,31.846339805989555]
[0.62550156959574033,25.324081597377763,0.84599999999999997,0.59199999999999997,-2.1999999999999999E-2,0.314,0.313,2.5219999999999998,null,3.2116789606073466,22.863622013604285,12.367023040869974]
[0.33041448595905842,20.492617194244247,0.82199999999999995,0.42199999999999999,-2.1999999999999999E-2,0.314,0.313,2.5219999999999998,null,2.9951545213614885,15.550856191589048,13.925929030472684]
[0.92057139105398222,{"$f":"IF($B$13=\"exact vlaue\",$B$15,(IF(A78042<=$B$17,($B$14+(SQRT(A78042*($B$16-$B$14)*($B$15-$B$14)))),($B$16+((SQRT(A78042)-1)*(SQRT(($B$16-$B$14)*($B$16-$B$15))))))))","v":29.093590092023707},{"$f":"IF($C$13=\"exact value\",$C$15,(RANDBETWEEN(($C$14*1000),($C$16*1000))/1000))","v":0.92500000000000004},{"$f":"IF($D$13=\"exact value\",$D$15,(RANDBETWEEN(($D$14*1000),($D$16*1000))/1000))","v":0.67900000000000005},{"$f":"IF($E$13=\"exact value\",$E$15,(RANDBETWEEN(($E$14*1000),($E$16*1000))/1000))","v":-2.1999999999999999E-2},{"$f":"IF($F$13=\"exact value\",$F$15,(RANDBETWEEN(($F$14*1000),($F$16*1000))/1000))","v":0.314},{"$f":"IF($G$13=\"exact value\",$G$15,(RANDBETWEEN(($G$14*1000),($G$16*1000))/1000))","v":0.313},{"$f":"IF($H$13=\"exact value\",$H$15,(RANDBETWEEN(($H$14*1000),($H$16*1000))/1000))","v":2.5219999999999998},null,3.3530806313873036,25.626135611226747,12.374298713976403]
[0.61665384401688805,25.198560584665842,0.52400000000000002,0.42099999999999999,-2.1999999999999999E-2,0.314,0.313,2.5219999999999998,null,3.206608333954688,23.323786092710765,19.06461282847383]
[9.7434449219686692E-2,8.489886266407666,0.76800000000000002,0.76300000000000001,-2.1999999999999999E-2,0.314,0.313,2.5219999999999998,null,2.0768689228063688,22.080701020848458,8.3654767896605993]
[0.51413551192423756,23.672652878013416,0.72799999999999998,0.77100000000000002,-2.1999999999999999E-2,0.314,0.313,2.5219999999999998,null,3.1428176055634327,32.634108807579693,5.6170931837527647]
[0.40736662252832567,21.911086452913867,0.52200000000000002,0.624,-2.1999999999999999E-2,0.314,0.313,2.5219999999999998,null,3.063727025448967,33.086290472572202,16.318462103471433]
[0.53747733471096515,24.032570889695869,0.60099999999999998,0.65200000000000002,-2.1999999999999999E-2,0.314,0.313,2.5219999999999998,null,3.1582349469828115,32.055791641895489,9.4393525242838372]
[0.96188768820157589,29.569752142791316,0.65,0.443,-2.1999999999999999E-2,0.314,0.313,2.5219999999999998,null,3.3695995622332497,21.975994199415258,10.911953876770728]
[0.22154236130519922,{"$f":"IF($B$13=\"exact vlaue\",$B$15,(IF(A78362<=$B$17,($B$14+(SQRT(A78362*($B$16-$B$14)*($B$15-$B$14)))),($B$16+((SQRT(A78362)-1)*(SQRT(($B$16-$B$14)*($B$16-$B$15))))))))","v":18.164109089991253},{"$f":"IF($C$13=\"exact value\",$C$15,(RANDBETWEEN(($C$14*1000),($C$16*1000))/1000))","v":0.58799999999999997},{"$f":"IF($D$13=\"exact value\",$D$15,(RANDBETWEEN(($D$14*1000),($D$16*1000))/1000))","v":0.61899999999999999},{"$f":"IF($E$13=\"exact value\",$E$15,(RANDBETWEEN(($E$14*1000),($E$16*1000))/1000))","v":-2.1999999999999999E-2},{"$f":"IF($F$13=\"exact value\",$F$15,(RANDBETWEEN(($F$14*1000),($F$16*1000))/1000))","v":0.314},{"$f":"IF($G$13=\"exact value\",$G$15,(RANDBETWEEN(($G$14*1000),($G$16*1000))/1000))","v":0.313},{"$f":"IF($H$13=\"exact value\",$H$15,(RANDBETWEEN(($H$14*1000),($H$16*1000))/1000))","v":2.5219999999999998},null,2.8712676768839125,28.187712338466469,14.269405575701684]
[0.97522392075238817,29.721257648520766,0.58399999999999996,0.496,-2.1999999999999999E-2,0.314,0.313,2.5219999999999998,null,3.374798840175151,26.736616572227227,11.013485738863629]
[0.50412854888957648,23.515852417039135,0.53500000000000003,0.40400000000000003,-2.1999999999999999E-2,0.314,0.313,2.5219999999999998,null,3.1360258688534306,21.530593769964064,15.208927098402459]
[0.17913861759516658,9.7320531695444643,0.55900000000000005,0.52800000000000002,-2.1999999999999999E-2,0.314,0.313,2.5219999999999998,null,2.2217024867682742,20.209299652716592,8.318811448088983]
[0.53915548706750438,24.058143067512837,0.77900000000000003,0.74399999999999999,-2.1999999999999999E-2,0.314,0.313,2.5219999999999998,null,3.1593213552811474,30.07927433613262,16.56304465517038]
[7.6270343205970037E-2,8.0876840675085688,0.96699999999999997,0.75,-2.1999999999999999E-2,0.314,0.313,2.5219999999999998,null,2.025076245510383,18.0416280437144,11.718680429611899]
[0.99873888587567916,29.985895867320089,0.71399999999999997,0.43099999999999999,-2.1999999999999999E-2,0.314,0.313,2.5219999999999998,null,3.383816181324053,19.998550441591696,22.791241619339278]
[0.1363883425712038,9.1289881110752162,0.52300000000000002,0.31900000000000001,-2.1999999999999999E-2,0.314,0.313,2.5219999999999998,null,2.1540064364442437,12.540994370658762,15.600729560775889]
[0.50952043205338615,23.600529954427159,0.82699999999999996,0.7,-2.1999999999999999E-2,0.314,0.313,2.5219999999999998,null,3.1396993654811025,26.882555667913845,8.5628519097425411]
[0.79617494246944476,27.59144971622991,0.83199999999999996,0.73199999999999998,-2.1999999999999999E-2,0.314,0.313,2.5219999999999998,null,3.2991046113088212,29.434434201571776,15.261874120524494]
[0.49385703468168285,23.353279539600109,0.52600000000000002,0.314,-2.1999999999999999E-2,0.314,0.313,2.5219999999999998,null,3.1289350395027427,16.910626285027565,13.039028593745604]
[0.79529178767073805,27.580380724267656,0.53100000000000003,0.47,-2.1999999999999999E-2,0.314,0.313,2.5219999999999998,null,3.2986958561541804,26.56620030828557,11.208945024114692]
[0.31126628448893001,20.114621513727158,0.79100000000000004,0.67300000000000004,-2.1999999999999999E-2,0.314,0.313,2.5219999999999998,null,2.9760586224857959,25.372979446109397,6.6213501813989346]
[0.9432152168088066,29.355848686162819,0.80600000000000005,0.66300000000000003,-2.1999999999999999E-2,0.314,0.313,2.5219999999999998,null,3.3622126059426405,27.862894827377527,10.834118550385343]
[0.57688900491810313,24.62297420343241,0.57199999999999995,0.77600000000000002,-2.1999999999999999E-2,0.314,0.313,2.5219999999999998,null,3.1830214415636937,39.925357700362703,21.022368620805864]
[0.70674371943855085,26.43750789613879,0.56799999999999995,0.33100000000000002,-2.1999999999999999E-2,0.314,0.313,2.5219999999999998,null,3.2555662135747827,17.529623759638252,6.9139944486164691]
[0.41108844691654023,21.976133799094153,0.97199999999999998,0.68500000000000005,-2.1999999999999999E-2,0.314,0.313,2.5219999999999998,null,3.0667615417255134,22.758940074680247,8.6595680713819689]
[0.51889557799846986,23.7467032836878,0.60399999999999998,0.6,-2.1999999999999999E-2,0.314,0.313,2.5219999999999998,null,3.1460090926769477,29.272219481129138,7.915732875111706]
[{"$f":"RAND()","v":0.93913474098937333},29.308823460994539,0.72799999999999998,0.33300000000000002,-2.1999999999999999E-2,0.314,0.313,2.5219999999999998,null,3.3605812894252494,15.11205898480509,19.145219180002179]
[0.80674356491313248,27.723437891869281,0.76600000000000001,0.35499999999999998,-2.1999999999999999E-2,0.314,0.313,2.5219999999999998,null,3.3039658299223591,15.222116968183441,10.039801446571818]
[2.4755574421517101E-2,6.7591039772252346,0.68700000000000006,0.39,-2.1999999999999999E-2,0.314,0.313,2.5219999999999998,null,1.8319040031250828,11.318588618123091,9.8253791552072212]
[0.4086735219354164,21.933961212718728,0.67400000000000004,0.77400000000000002,-2.1999999999999999E-2,0.314,0.313,2.5219999999999998,null,3.064795203664783,33.863671858553033,17.454157668039727]
[0.22328275133101194,18.205368477092662,0.5,0.30199999999999999,-2.1999999999999999E-2,0.314,0.313,2.5219999999999998,null,2.8736019725182893,15.540171205624009,13.747832788402661]
[0.77498985784411001,27.324211104101611,0.93300000000000005,0.51500000000000001,-2.1999999999999999E-2,0.314,0.313,2.5219999999999998,null,3.289189046656281,18.925690187358963,25.735887832101884]
[0.18294262710762854,9.7820318263739701,0.55800000000000005,0.753,-2.1999999999999999E-2,0.314,0.313,2.5219999999999998,null,2.2271120148277812,28.910077578156155,10.074177464901357]
[{"$f":"RAND()","v":7.5764492032770248E-2},8.0774277414906557,0.68700000000000006,0.64700000000000002,-2.1999999999999999E-2,0.314,0.313,2.5219999999999998,null,2.0237196882736779,19.97074605256531,16.07464783249398]
[1.0394799076642758E-2,6.1398902949759444,0.63800000000000001,0.64100000000000001,-2.1999999999999999E-2,0.314,0.313,2.5219999999999998,null,1.7272357919879311,18.977926117557082,12.937227209148897]
[0.42042234641296217,22.137981308236,0.65100000000000002,0.65,-2.1999999999999999E-2,0.314,0.313,2.5219999999999998,null,3.0742721374634496,29.281571631388505,13.248482763283311]
[0.49339890137802944,23.345989212696939,0.79600000000000004,0.77,-2.1999999999999999E-2,0.314,0.313,2.5219999999999998,null,3.1286158809976117,30.329200690354199,14.373446381123562]
[0.74023788101691812,26.877795749545598,0.57199999999999995,0.37,-2.1999999999999999E-2,0.314,0.313,2.5219999999999998,null,3.2724027992463109,19.59818502507019,16.368704883854747]
[0.93067648324628371,29.211020241995243,0.93,0.38900000000000001,-2.1999999999999999E-2,0.314,0.313,2.5219999999999998,null,3.3571799232355826,14.640106734283913,7.2567765779863631]
[0.55497366067844944,24.297256181753308,0.97599999999999998,0.66600000000000004,-2.1999999999999999E-2,0.314,0.313,2.5219999999999998,null,3.1694231077953678,22.780900225240465,24.760595412454808]
[0.79238325301990598,27.543883182021606,0.92700000000000005,0.39400000000000002,-2.1999999999999999E-2,0.314,0.313,2.5219999999999998,null,3.2973468916218001,14.5874849042034,13.779167901830119]
[0.7930245170911645,27.55193578764435,0.56499999999999995,0.77500000000000002,-2.1999999999999999E-2,0.314,0.313,2.5219999999999998,null,3.2976446758454014,41.777090075841031,7.229279474385657]
[0.25741999877923094,18.984363168491363,0.79900000000000004,0.49,-2.1999999999999999E-2,0.314,0.313,2.5219999999999998,null,2.9166811643105328,17.991591989828489,8.3667647488391594]
[0.33132404312206509,20.510296161621383,0.96099999999999997,0.59599999999999997,-2.1999999999999999E-2,0.314,0.313,2.5219999999999998,null,2.9960387738422174,19.53401435235676,8.6828130981637628]
[0.87953783019681031,28.60998819477372,0.59099999999999997,0.48399999999999999,-2.1999999999999999E-2,0.314,0.313,2.5219999999999998,null,3.336019488145292,25.531117970108841,13.233251066160065]
[0.29709826300343589,19.82739355517689,0.90300000000000002,0.40200000000000002,-2.1999999999999999E-2,0.314,0.313,2.5219999999999998,null,2.9613002941181366,13.656635781164615,12.627353641943641]
[0.49072922964594767,23.303438930597189,0.86099999999999999,0.32100000000000001,-2.1999999999999999E-2,0.314,0.313,2.5219999999999998,null,3.1267510640908847,11.909318515951881,14.444411076828542]
[0.14264936730415856,9.2226971135779827,0.995,0.45700000000000002,-2.1999999999999999E-2,0.314,0.313,2.5219999999999998,null,2.1648316696379353,11.248083482242025,6.9579420371329617]
[0.36180870692190059,21.089389126719681,0.61599999999999999,0.38600000000000001,-2.1999999999999999E-2,0.314,0.313,2.5219999999999998,null,3.0245792252962165,17.839010059550361,13.582414534631019]
[1.7244926640758385E-2,6.4682015631699885,0.90700000000000003,0.434,-2.1999999999999999E-2,0.314,0.313,2.5219999999999998,null,1.7840989429486136,10.140181989146281,25.542375323126244]
[0.93994097182936154,29.318122911374815,0.51700000000000002,0.64700000000000002,-2.1999999999999999E-2,0.314,0.313,2.5219999999999998,null,3.3609041008323124,38.087866670083955,10.523726814987784]
[0.69061323378661721,26.221747862243383,0.72,0.46100000000000002,-2.1999999999999999E-2,0.314,0.313,2.5219999999999998,null,3.2472108780576647,20.345127378213839,18.256189099484867]
[0.97294294331759934,29.695418512296701,0.91600000000000004,0.53100000000000003,-2.1999999999999999E-2,0.314,0.313,2.5219999999999998,null,3.3739140179353786,20.322796641855554,9.8980473003649418]
[0.57360293425742026,24.574534044990031,0.81599999999999995,0.40799999999999997,-2.1999999999999999E-2,0.314,0.313,2.5219999999999998,null,3.181010794816991,16.03686927307804,14.148067109743625]
[0.88480694954128236,28.672709746680276,0.75600000000000001,0.61299999999999999,-2.1999999999999999E-2,0.314,0.313,2.5219999999999998,null,3.3382487622869115,26.8403904106389,7.8544783329119925]
[0.93283762192267639,29.236051712922634,0.64600000000000002,0.39200000000000002,-2.1999999999999999E-2,0.314,0.313,2.5219999999999998,null,3.3580515614095776,19.464833005884703,9.6548644436011379]
[0.51135476919094391,23.629235315316745,0.73599999999999999,0.55500000000000005,-2.1999999999999999E-2,0.314,0.313,2.5219999999999998,null,3.1409416094026739,23.284430685692971,10.466549516833513]
[0.97711643753707256,29.742673336431515,0.77500000000000002,0.43099999999999999,-2.1999999999999999E-2,0.314,0.313,2.5219999999999998,null,3.3755315951086917,18.74035114121094,16.434703152982255]
[0.32297431301630508,20.347079921665891,0.64600000000000002,0.45,-2.1999999999999999E-2,0.314,0.313,2.5219999999999998,null,2.9878452748028468,19.829322450452622,12.903515827508913]
[0.53890854194869875,24.054382545150307,0.97699999999999998,0.33500000000000002,-2.1999999999999999E-2,0.314,0.313,2.5219999999999998,null,3.1591616672891591,11.413220067672922,9.3035375510095744]
[6.2499486240193081E-2,7.7950734838326046,0.76400000000000001,0.68600000000000005,-2.1999999999999999E-2,0.314,0.313,2.5219999999999998,null,1.9856301749341323,19.356849983890825,8.5020002511467627]
[0.79492135279038534,27.575736061234871,0.86499999999999999,0.60899999999999999,-2.1999999999999999E-2,0.314,0.313,2.5219999999999998,null,3.298524288493919,23.772107350858782,9.1077870415410871]
[0.43175092216017308,22.33202117071275,0.84499999999999997,0.54900000000000004,-2.1999999999999999E-2,0.314,0.313,2.5219999999999998,null,3.0832028773632603,20.375735840077621,8.7351384186865619]
[0.68280404781734072,26.116387738779022,0.68200000000000005,0.32500000000000001,-2.1999999999999999E-2,0.314,0.313,2.5219999999999998,null,3.2431052778207459,14.924713453633226,9.9051042997059575]
[5.4043940535578594E-3,5.8219180352655195,0.57399999999999995,0.59099999999999997,-2.1999999999999999E-2,0.314,0.313,2.5219999999999998,null,1.6688801869188858,18.534210513734546,36.55426582497266]
[0.60553802271344426,25.039579170107551,0.874,0.51700000000000002,-2.1999999999999999E-2,0.314,0.313,2.5219999999999998,null,{"$f":"-LN(-LN(1-(1/B81177)))","v":3.2001488819312907},{"$f":"D81177*(C81177^((E81177*J81177)+F81177-1))*EXP((G81177*J81177)+H81177)","v":19.410278271142566},10.505118212274491]
[0.79631109961380075,27.593155691069782,0.94,0.79400000000000004,-2.1999999999999999E-2,0.314,0.313,2.5219999999999998,null,3.2991675945977144,29.10486049400615,17.991090214780638]
[0.59206773405957636,24.844954971496875,0.64500000000000002,0.40400000000000003,-2.1999999999999999E-2,0.314,0.313,2.5219999999999998,null,3.1921840093136709,19.037732779699088,10.133115195484759]
[0.23835890923618941,18.55625452992923,0.51800000000000002,0.68700000000000006,-2.1999999999999999E-2,0.314,0.313,2.5219999999999998,null,2.8932364496279206,34.648956754358437,14.630149624332928]
[0.37187347509208124,21.275182410652143,0.88,0.34599999999999997,-2.1999999999999999E-2,0.314,0.313,2.5219999999999998,null,3.0335659961776602,12.260892763341239,13.477629386180956]
[0.66094481062320776,25.818220227796658,0.79300000000000004,0.61199999999999999,-2.1999999999999999E-2,0.314,0.313,2.5219999999999998,null,3.2313942789574135,24.978039291774248,17.027313150292315]
[0.95644008532012947,29.507563013577155,0.94699999999999995,0.47,-2.1999999999999999E-2,0.314,0.313,2.5219999999999998,null,3.3674575400804683,17.503185709053291,7.8708303550372083]
[0.65627010370699579,25.753818613130267,0.60599999999999998,0.64600000000000002,-2.1999999999999999E-2,0.314,0.313,2.5219999999999998,null,{"$f":"-LN(-LN(1-(1/B81497)))","v":3.2288466876739497},{"$f":"D81497*(C81497^((E81497*J81497)+F81497-1))*EXP((G81497*J81497)+H81497)","v":32.293086873943025},5.8919248723295174]
[0.86512089006935489,28.437407758106616,0.81299999999999994,0.76700000000000002,-2.1999999999999999E-2,0.314,0.313,2.5219999999999998,null,3.3298597864868222,31.69510231470516,12.586292587200631]
[0.99681327628803196,29.964342915786002,0.78700000000000003,0.56599999999999995,-2.1999999999999999E-2,0.314,0.313,2.5219999999999998,null,3.3830848157290947,24.383029431966325,20.598868816187718]
[0.17849722400445944,9.7235741764639876,0.79500000000000004,0.61,-2.1999999999999999E-2,0.314,0.313,2.5219999999999998,null,2.2207818318851582,18.018415301420536,13.766164567898739]
[9.9991443494362175E-2,8.5353826436179823,0.76300000000000001,0.624,-2.1999999999999999E-2,0.314,0.313,2.5219999999999998,null,2.0825618080161719,18.177621442354841,7.5998582855384127]
[0.41331181912090165,22.014851852056832,0.61399999999999999,0.36799999999999999,-2.1999999999999999E-2,0.314,0.313,2.5219999999999998,null,3.0685634095018024,17.293306609748903,7.5829049090066514]
[2.8367513835910962E-2,6.883066443195478,0.51500000000000001,0.72399999999999998,-2.1999999999999999E-2,0.314,0.313,2.5219999999999998,null,1.8515978426200435,26.071408118814077,9.583726289932585]
[0.90626733218000144,28.926256737567755,0.72299999999999998,0.78100000000000003,-2.1999999999999999E-2,0.314,0.313,2.5219999999999998,null,3.3472101085665638,35.476922923944926,10.514448720764358]
[0.31550285585446813,20.199233756839575,0.67700000000000005,0.78500000000000003,-2.1999999999999999E-2,0.314,0.313,2.5219999999999998,null,2.9803649358933266,33.31332047149801,21.039145811064174]
[0.18145733949806886,9.7625799140023481,0.63300000000000001,0.78800000000000003,-2.1999999999999999E-2,0.314,0.313,2.5219999999999998,null,2.2250100864268636,27.556889444921772,13.291569604019566]
[8.5292588222230958E-2,8.2652065061461073,0.91500000000000004,0.41,-2.1999999999999999E-2,0.314,0.313,2.5219999999999998,null,2.0482685465158741,10.344459396452534,19.680037460193141]
[0.59068398577281378,24.824837176389014,0.97599999999999998,0.32800000000000001,-2.1999999999999999E-2,0.314,0.313,2.5219999999999998,null,3.1913570709010144,11.29684480726355,9.7129694413210537]
[1.7343976114168269E-2,6.4724119716543447,0.98399999999999999,0.72399999999999998,-2.1999999999999999E-2,0.314,0.313,2.5219999999999998,null,1.7848074854540892,15.948725895334015,19.019054330692263]
[0.62533382459654829,25.321710117159615,0.71499999999999997,0.55200000000000005,-2.1999999999999999E-2,0.314,0.313,2.5219999999999998,null,3.2115833987554976,24.212170959666437,19.926824542217329]
[0.89447721001634695,28.787336798860121,0.505,0.77900000000000003,-2.1999999999999999E-2,0.314,0.313,2.5219999999999998,null,3.3423100833770647,46.400391083389842,11.444714612345271]
[0.50817819718214352,23.579492701831573,0.751,0.40300000000000002,-2.1999999999999999E-2,0.314,0.313,2.5219999999999998,null,3.13878798294225,16.640361548167551,15.699916663331173]
[0.62689469261898656,25.343764478056002,0.85799999999999998,0.48699999999999999,-2.1999999999999999E-2,0.314,0.313,2.5219999999999998,null,3.2124717553162245,18.613703878355711,18.35245243517226]
[0.64731339863349291,25.62978156752321,0.625,0.47799999999999998,-2.1999999999999999E-2,0.314,0.313,2.5219999999999998,null,3.2239216770725441,23.305771543922948,14.724419417273818]
[0.48421594006044166,23.199139312325091,0.73099999999999998,0.746,-2.1999999999999999E-2,0.314,0.313,2.5219999999999998,null,3.1221652405011016,31.270752572356315,15.544067957260927]
[0.45226505595154687,22.677023772278641,0.85399999999999998,0.71299999999999997,-2.1999999999999999E-2,0.314,0.313,2.5219999999999998,null,3.0988873118339169,26.382606061246285,10.88983555579388]
[0.88109724995856187,28.628570449326006,0.98,0.48399999999999999,-2.1999999999999999E-2,0.314,0.313,2.5219999999999998,null,3.3366804643017853,17.39273673091855,15.746840295054472]
[0.31447729551167769,20.178803777199889,0.54400000000000004,0.43099999999999999,-2.1999999999999999E-2,0.314,0.313,2.5219999999999998,null,2.9793268562332718,21.551110848592071,5.9446405089495711]
[6.4207951484125059E-2,7.8330185201504836,0.76,0.30299999999999999,-2.1999999999999999E-2,0.314,0.313,2.5219999999999998,null,1.9908343838208822,8.5968189698194006,22.648438034931054]
[0.66591154750984161,25.886395984008551,0.68899999999999995,0.30499999999999999,-2.1999999999999999E-2,0.314,0.313,2.5219999999999998,null,3.2340841122249464,13.858153367021671,17.068133884732482]
[0.71995800971433555,26.612432907352563,0.5,0.60699999999999998,-2.1999999999999999E-2,0.314,0.313,2.5219999999999998,null,3.2622893232103034,35.485226762420304,5.8811618620988328]
[0.1607853253093674,9.4830977753860033,0.85399999999999998,0.48299999999999998,-2.1999999999999999E-2,0.314,0.313,2.5219999999999998,null,2.1943107159334629,13.422962811429951,9.1360937918027112]
[0.17613459365373019,9.6922088835340947,0.89200000000000002,0.78700000000000003,-2.1999999999999999E-2,0.314,0.313,2.5219999999999998,null,2.2173687662728288,21.337946505263297,14.601052741050614]
[0.20250271052783542,17.701693467131303,0.79300000000000004,0.32500000000000001,-2.1999999999999999E-2,0.314,0.313,2.5219999999999998,null,2.8447261048683208,11.729297778344984,20.894509064573676]
[0.97818006190811302,29.754700189046506,0.54800000000000004,0.7,-2.1999999999999999E-2,0.314,0.313,2.5219999999999998,null,3.3759428681535462,39.617970439279105,10.327623435515285]
[0.1296784097559599,9.0261397416750189,0.80100000000000005,0.56200000000000006,-2.1999999999999999E-2,0.314,0.313,2.5219999999999998,null,2.1419886552404863,16.100736637252403,7.3880205232781444]
[0.56452005043109088,24.439916202988879,0.74,0.69599999999999995,-2.1999999999999999E-2,0.314,0.313,2.5219999999999998,null,3.1754017692936238,29.402746282958464,11.57680834438197]
[0.13220621251103737,9.0651908397859593,0.81299999999999994,0.61099999999999999,-2.1999999999999999E-2,0.314,0.313,2.5219999999999998,null,2.1465688200394863,17.339947035703222,6.8940900693385831]
[0.5443180330464028,24.13656291956174,0.79300000000000004,0.48,-2.1999999999999999E-2,0.314,0.313,2.5219999999999998,null,3.1626456012423891,19.166840051700373,11.980492347162842]
[0.51106140733810212,23.62464798733,0.56399999999999995,0.317,-2.1999999999999999E-2,0.314,0.313,2.5219999999999998,null,3.1407431932821712,16.258950709582351,14.754587527732866]
[0.60303888100812608,25.003635371418419,0.92800000000000005,0.78200000000000003,-2.1999999999999999E-2,0.314,0.313,2.5219999999999998,null,3.198682674150565,28.044873808410422,4.7453182103666407]
[0.81330691447206971,27.804970654284933,0.52500000000000002,0.49099999999999999,-2.1999999999999999E-2,0.314,0.313,2.5219999999999998,null,3.3069569720284977,28.069237750962934,11.109507114788844]
[0.9905116902203045,29.893664634805603,0.72299999999999998,0.73299999999999998,-2.1999999999999999E-2,0.314,0.313,2.5219999999999998,null,3.3806826984051357,33.655239398311743,13.626696815857134]
[0.32380084473550774,20.363329906221065,0.79300000000000004,0.58099999999999996,-2.1999999999999999E-2,0.314,0.313,2.5219999999999998,null,2.9886640454603692,21.950773749714138,13.92078363394749]
[0.83505244328312689,28.072778611715876,0.71199999999999997,0.51400000000000001,-2.1999999999999999E-2,0.314,0.313,2.5219999999999998,null,3.3167193763251448,23.392263418710499,12.189041434910836]
[0.51771726501524384,23.728404490665636,0.86399999999999999,0.67,-2.1999999999999999E-2,0.314,0.313,2.5219999999999998,null,3.145221383081116,24.937507817656268,12.536078120060955]
[0.30233939461466663,19.934428899077876,0.84,0.32500000000000001,-2.1999999999999999E-2,0.314,0.313,2.5219999999999998,null,2.9668254799886298,11.677603490484254,7.5574786556969817]
[0.75749072711882381,27.100701562394676,0.82199999999999995,0.66600000000000004,-2.1999999999999999E-2,0.314,0.313,2.5219999999999998,null,3.2808198025017257,26.870933661877601,7.5803637913833475]
[0.3539601029059638,20.942705187220625,0.93799999999999994,0.72899999999999998,-2.1999999999999999E-2,0.314,0.313,2.5219999999999998,null,3.0174266448329927,24.496482596657046,16.564855674559496]
[0.52017738750453701,23.766585763594456,0.54700000000000004,0.626,-2.1999999999999999E-2,0.314,0.313,2.5219999999999998,null,3.1468642723755891,32.92391756834197,31.317142788290791]
[{"$f":"RAND()","v":0.88351631091625782},28.657363793758186,0.60299999999999998,0.69,-2.1999999999999999E-2,0.314,0.313,2.5219999999999998,null,3.3377037895070689,35.865863231509401,12.079763422634663]
[0.51438881405357417,23.676602009231843,0.93899999999999995,0.66900000000000004,-2.1999999999999999E-2,0.314,0.313,2.5219999999999998,null,3.1429880660062013,23.366719520933099,11.35578433429232]
[0.86014473009734571,28.377506381189264,0.93300000000000005,0.70899999999999996,-2.1999999999999999E-2,0.314,0.313,2.5219999999999998,null,3.3277128971413252,26.372601130008917,7.9340695501391068]
[0.47956642486229251,23.124255240401627,0.56699999999999995,0.67900000000000005,-2.1999999999999999E-2,0.314,0.313,2.5219999999999998,null,3.1188597311134343,34.440541744565714,15.707373688446175]
[0.70261865910757437,26.382567797228941,0.5,0.49199999999999999,-2.1999999999999999E-2,0.314,0.313,2.5219999999999998,null,3.2534452686395148,28.678947975475445,9.3440529419094229]
[0.69177958023187525,26.237432766761216,0.65800000000000003,0.73699999999999999,-2.1999999999999999E-2,0.314,0.313,2.5219999999999998,null,3.2478206372844189,34.828370302124945,9.3013888440886117]
[5.9410529115513588E-2,7.7251268116253229,0.99,0.46800000000000003,-2.1999999999999999E-2,0.314,0.313,2.5219999999999998,null,1.9759651141822125,10.89737057580715,9.2396857460146364]
[{"$f":"RAND()","v":0.9602057300214617},29.550569961398494,0.67900000000000005,0.40100000000000002,-2.1999999999999999E-2,0.314,0.313,2.5219999999999998,null,3.3689393467318078,19.239227316811583,15.806726916546211]
[0.53151929458396763,23.941456505011047,0.91300000000000003,0.59799999999999998,-2.1999999999999999E-2,0.314,0.313,2.5219999999999998,null,3.1543544179595857,21.410984372923991,11.196476434535667]
[4.4473231772958255E-2,7.3577858197087753,0.79200000000000004,0.58899999999999997,-2.1999999999999999E-2,0.314,0.313,2.5219999999999998,null,1.9236085799603582,15.872689955263349,16.601573265653744]
[0.61988259177685401,25.244469922986127,0.51400000000000001,0.70899999999999996,-2.1999999999999999E-2,0.314,0.313,2.5219999999999998,null,3.2084659011534797,39.880299091968915,10.335135662314409]
[0.5428588658914153,24.114435791993056,0.83299999999999996,0.56899999999999995,-2.1999999999999999E-2,0.314,0.313,2.5219999999999998,null,3.16170874320881,21.884895851901113,30.179777033318246]
[1.0406690021790954E-2,6.140542087221629,0.70599999999999996,0.68899999999999995,-2.1999999999999999E-2,0.314,0.313,2.5219999999999998,null,1.7273519631523695,18.957528849872141,14.954523342401277]
[0.86975557597764341,28.493043825089014,0.68200000000000005,0.72699999999999998,-2.1999999999999999E-2,0.314,0.313,2.5219999999999998,null,3.3318496844366838,34.351441373181736,13.553956773361831]
[0.66145730360052801,25.825266771725044,0.99,0.63100000000000001,-2.1999999999999999E-2,0.314,0.313,2.5219999999999998,null,3.2316726316791735,21.773054961586865,15.865793917312049]
[0.562700051454737,24.412811982157752,0.53900000000000003,0.54300000000000004,-2.1999999999999999E-2,0.314,0.313,2.5219999999999998,null,3.1742686210383546,29.137776337127612,16.364752657302901]
[0.25577155672879659,18.94797966652736,0.86699999999999999,0.73899999999999999,-2.1999999999999999E-2,0.314,0.313,2.5219999999999998,null,2.914709921488905,25.505693873248283,5.5873062859619962]
[0.25234263817002844,{"$f":"IF($B$13=\"exact vlaue\",$B$15,(IF(A84506<=$B$17,($B$14+(SQRT(A84506*($B$16-$B$14)*($B$15-$B$14)))),($B$16+((SQRT(A84506)-1)*(SQRT(($B$16-$B$14)*($B$16-$B$15))))))))","v":18.871920951682199},{"$f":"IF($C$13=\"exact value\",$C$15,(RANDBETWEEN(($C$14*1000),($C$16*1000))/1000))","v":0.99299999999999999},{"$f":"IF($D$13=\"exact value\",$D$15,(RANDBETWEEN(($D$14*1000),($D$16*1000))/1000))","v":0.61399999999999999},{"$f":"IF($E$13=\"exact value\",$E$15,(RANDBETWEEN(($E$14*1000),($E$16*1000))/1000))","v":-2.1999999999999999E-2},{"$f":"IF($F$13=\"exact value\",$F$15,(RANDBETWEEN(($F$14*1000),($F$16*1000))/1000))","v":0.314},{"$f":"IF($G$13=\"exact value\",$G$15,(RANDBETWEEN(($G$14*1000),($G$16*1000))/1000))","v":0.313},{"$f":"IF($H$13=\"exact value\",$H$15,(RANDBETWEEN(($H$14*1000),($H$16*1000))/1000))","v":2.5219999999999998},null,2.9105764910452181,19.115868117891612,7.2482872465435255]
[0.26454403842016183,19.140277542116227,0.92700000000000005,0.435,-2.1999999999999999E-2,0.314,0.313,2.5219999999999998,null,2.9250847881373789,14.325200340114948,14.266509097616034]
[0.87064797324753895,28.503739378761679,0.97799999999999998,0.61499999999999999,-2.1999999999999999E-2,0.314,0.313,2.5219999999999998,null,3.3322317716851084,22.10374003697466,12.076639769812722]
[0.11195869311898576,8.7409673401238379,0.63400000000000001,0.35199999999999998,-2.1999999999999999E-2,0.314,0.313,2.5219999999999998,null,2.1078887205952812,11.838919012539019,7.3236515775241395]
[0.81509771661573904,27.827159592003952,0.998,0.50600000000000001,-2.1999999999999999E-2,0.314,0.313,2.5219999999999998,null,3.3077694571533542,17.772144073657302,14.984946318327326]
[0.69755420213984654,26.314895211329116,0.76300000000000001,0.76400000000000001,-2.1999999999999999E-2,0.314,0.313,2.5219999999999998,null,3.2508265904081584,32.305187372530597,14.439565698926003]
[0.93172940842722862,29.223219414296292,0.95699999999999996,0.79500000000000004,-2.1999999999999999E-2,0.314,0.313,2.5219999999999998,null,3.3576048139858479,29.280294433050155,14.435581290656671]
[0.99145333063823138,{"$f":"IF($B$13=\"exact vlaue\",$B$15,(IF(A84826<=$B$17,($B$14+(SQRT(A84826*($B$16-$B$14)*($B$15-$B$14)))),($B$16+((SQRT(A84826)-1)*(SQRT(($B$16-$B$14)*($B$16-$B$15))))))))","v":29.904240285921155},{"$f":"IF($C$13=\"exact value\",$C$15,(RANDBETWEEN(($C$14*1000),($C$16*1000))/1000))","v":0.50900000000000001},{"$f":"IF($D$13=\"exact value\",$D$15,(RANDBETWEEN(($D$14*1000),($D$16*1000))/1000))","v":0.51300000000000001},{"$f":"IF($E$13=\"exact value\",$E$15,(RANDBETWEEN(($E$14*1000),($E$16*1000))/1000))","v":-2.1999999999999999E-2},{"$f":"IF($F$13=\"exact value\",$F$15,(RANDBETWEEN(($F$14*1000),($F$16*1000))/1000))","v":0.314},{"$f":"IF($G$13=\"exact value\",$G$15,(RANDBETWEEN(($G$14*1000),($G$16*1000))/1000))","v":0.313},{"$f":"IF($H$13=\"exact value\",$H$15,(RANDBETWEEN(($H$14*1000),($H$16*1000))/1000))","v":2.5219999999999998},null,3.3810424966362862,30.761963817472747,8.1803186379904282]
[0.98202331795646325,29.798103110761684,0.72899999999999998,0.65700000000000003,-2.1999999999999999E-2,0.314,0.313,2.5219999999999998,null,3.3774256791946837,29.945553243000688,10.220751780999308]
[0.91470666286205171,29.025141028306003,0.83499999999999996,0.71099999999999997,-2.1999999999999999E-2,0.314,0.313,2.5219999999999998,null,3.3506834112207153,28.982018147261051,15.250128331449174]
[0.6839576687189497,26.13198997167402,0.98599999999999999,0.61799999999999999,-2.1999999999999999E-2,0.314,0.313,2.5219999999999998,null,3.2437143193454805,21.47079728367407,12.373485978299598]
[0.57923942062271139,24.657537238289827,0.57899999999999996,0.69599999999999995,-2.1999999999999999E-2,0.314,0.313,2.5219999999999998,null,3.1844536107110777,35.498071192341179,12.097124318585159]
[2.5324925352479655E-2,6.7792177126647424,0.65700000000000003,0.621,-2.1999999999999999E-2,0.314,0.313,2.5219999999999998,null,1.8351260485373755,18.636063149360979,11.032912418381869]
[0.65883171487174397,25.789137233332298,0.60699999999999998,0.43099999999999999,-2.1999999999999999E-2,0.314,0.313,2.5219999999999998,null,3.2302446211952609,21.528259537711691,7.1198879127844421]
[0.3474232731369562,20.819291263228177,0.628,0.59099999999999997,-2.1999999999999999E-2,0.314,0.313,2.5219999999999998,null,3.0113688529446097,26.804701766415732,14.938929657604023]
[0.33649899540694328,20.610422633952226,0.98799999999999999,0.46400000000000002,-2.1999999999999999E-2,0.314,0.313,2.5219999999999998,null,3.0010321126829669,14.917442706673187,16.43770813388414]
[0.45332455465439525,22.694627506064073,0.92200000000000004,0.746,-2.1999999999999999E-2,0.314,0.313,2.5219999999999998,null,3.0996810482669086,26.060442283348827,11.61781251879008]
[0.77535523746383739,27.328850913464912,0.75700000000000001,0.498,-2.1999999999999999E-2,0.314,0.313,2.5219999999999998,null,3.2893620427186567,21.446000143672055,13.193045615808927]
[0.91392970358225489,29.016056453695374,0.90500000000000003,0.57799999999999996,-2.1999999999999999E-2,0.314,0.313,2.5219999999999998,null,3.350364819151511,22.160625498751934,14.554474001616487]
[0.22324502965202331,18.204475918412953,0.83599999999999997,0.58099999999999996,-2.1999999999999999E-2,0.314,0.313,2.5219999999999998,null,2.8735515326708194,20.340664382337138,9.5344984542947468]
[0.33891028860539629,20.656814004631812,0.67700000000000005,0.54500000000000004,-2.1999999999999999E-2,0.314,0.313,2.5219999999999998,null,3.0033372361209332,23.299849068527433,10.098590333981525]
[0.77424816675548891,27.314789301436964,0.72,0.59599999999999997,-2.1999999999999999E-2,0.314,0.313,2.5219999999999998,null,3.2888376610418106,26.655995308210418,12.129714050282596]
[0.28868291739646257,19.653539246571139,0.70899999999999996,0.38900000000000001,-2.1999999999999999E-2,0.314,0.313,2.5219999999999998,null,{"$f":"-LN(-LN(1-(1/B85593)))","v":2.9522602943432439},{"$f":"D85593*(C85593^((E85593*J85593)+F85593-1))*EXP((G85593*J85593)+H85593)","v":15.801943863534968},13.735060072080701]
[0.13273996766912266,9.0733887561390851,0.55400000000000005,0.60899999999999999,-2.1999999999999999E-2,0.314,0.313,2.5219999999999998,null,2.1475276601139264,22.903439700312401,11.960419681324616]
[0.4481835332449231,22.609015165863841,0.96499999999999997,0.35799999999999998,-2.1999999999999999E-2,0.314,0.313,2.5219999999999998,null,3.0958149310460201,12.06893164536492,17.815103208032543]
[0.81764637371720761,27.858696745028723,0.53300000000000003,0.61399999999999999,-2.1999999999999999E-2,0.314,0.313,2.5219999999999998,null,3.3089231078811778,34.722674177584949,7.59444033349829]
[0.8304970100858049,28.016967416051969,0.745,0.48599999999999999,-2.1999999999999999E-2,0.314,0.313,2.5219999999999998,null,3.3146927386201024,21.3565228144505,12.160614693140337]
[0.5990935638426097,24.946740076652574,0.77100000000000002,0.69799999999999995,-2.1999999999999999E-2,0.314,0.313,2.5219999999999998,null,3.1963574149324563,28.778179996117323,24.879730153475894]
[0.53968307084378742,24.066174318890369,0.81899999999999995,0.54700000000000004,-2.1999999999999999E-2,0.314,0.313,2.5219999999999998,null,3.1596623114527329,21.296056716196873,8.5360038748826597]
[0.57080830022308893,24.533228893855039,0.79400000000000004,0.66200000000000003,-2.1999999999999999E-2,0.314,0.313,2.5219999999999998,null,3.1792931067985419,26.549319046429932,10.388498548144474]
[0.30587866946923969,20.006184610715238,0.52300000000000002,0.34599999999999997,-2.1999999999999999E-2,0.314,0.313,2.5219999999999998,null,2.9705124973082588,17.769084651565063,14.274741682030646]
[0.67213639836421724,25.971483195642218,0.83299999999999996,0.38,-2.1999999999999999E-2,0.314,0.313,2.5219999999999998,null,3.2374310559344708,14.970670822303235,19.017729627561874]
[0.44220294190138676,22.508801418059694,0.76200000000000001,0.77100000000000002,-2.1999999999999999E-2,0.314,0.313,2.5219999999999998,null,3.09127036069455,31.014246243440319,14.183226155962819]
[0.92530615739143385,29.148692105550285,0.97099999999999997,0.52,-2.1999999999999999E-2,0.314,0.313,2.5219999999999998,null,3.3550062444958297,18.926267951063981,6.9802591956734314]
[0.37408139986866951,21.315602612198369,0.54300000000000004,0.42399999999999999,-2.1999999999999999E-2,0.314,0.313,2.5219999999999998,null,3.035510455756107,21.623393587002685,13.505947396794515]
[0.41965674911735729,22.124774120502881,0.81599999999999995,0.68600000000000005,-2.1999999999999999E-2,0.314,0.313,2.5219999999999998,null,3.0736613629324943,26.060486874087719,10.604969917337188]
[0.39166134337009217,21.633271478491807,0.86699999999999999,0.30299999999999999,-2.1999999999999999E-2,0.314,0.313,2.5219999999999998,null,3.050662011931125,10.916948195783787,10.505430097296514]
[0.94514495100427109,29.378052375294022,0.73699999999999999,0.40699999999999997,-2.1999999999999999E-2,0.314,0.313,2.5219999999999998,null,3.362981933214312,18.312686515661373,6.8466462676308817]
[0.92267484450514714,29.118087001811556,0.69,0.56200000000000006,-2.1999999999999999E-2,0.314,0.313,2.5219999999999998,null,3.3539371663913462,26.508306147608888,14.526997295765932]
[0.84899454023310839,28.242651754552227,0.53400000000000003,0.55200000000000005,-2.1999999999999999E-2,0.314,0.313,2.5219999999999998,null,3.3228627145864404,31.314436374523872,28.386159903160934]
[0.6124678828517095,25.138861402583153,0.59499999999999997,0.44500000000000001,-2.1999999999999999E-2,0.314,0.313,2.5219999999999998,null,3.2041876331994326,22.376153379061332,13.626798418583119]
[0.16385486411000039,9.5256886783947081,0.502,0.377,-2.1999999999999999E-2,0.314,0.313,2.5219999999999998,null,2.1990504876271615,15.500834545583482,10.117972611621038]
[0.92368183471868703,29.129804569458919,0.55000000000000004,0.45700000000000002,-2.1999999999999999E-2,0.314,0.313,2.5219999999999998,null,3.3543466121084284,25.612295762975599,6.4671773524065523]
[0.42580379961591852,22.230478500065779,0.86599999999999999,0.79500000000000004,-2.1999999999999999E-2,0.314,0.313,2.5219999999999998,null,3.0785393000037717,28.922179098779679,9.7807632372253011]
[0.87829269165112578,28.595139126337429,0.70099999999999996,0.69099999999999995,-2.1999999999999999E-2,0.314,0.313,2.5219999999999998,null,3.3354909882008794,32.013614754845044,18.808236513768502]
[0.2035989577579348,17.72889300480638,0.70599999999999996,0.42,-2.1999999999999999E-2,0.314,0.313,2.5219999999999998,null,2.846306958025778,16.543903641188102,10.187277674837055]
[0.23171945126052773,18.403135795247806,0.96699999999999997,0.58899999999999997,-2.1999999999999999E-2,0.314,0.313,2.5219999999999998,null,2.884715801345227,18.554948950067342,8.7217517437164727]
[0.92610646622827597,29.157991957108106,0.91100000000000003,0.35399999999999998,-2.1999999999999999E-2,0.314,0.313,2.5219999999999998,null,3.3553308746910426,13.525605277165882,9.3064157124590015]
[0.14258058543971797,9.2216789527348872,0.85,0.78100000000000003,-2.1999999999999999E-2,0.314,0.313,2.5219999999999998,null,2.1647146808990949,21.576468684450987,13.54877275628416]
[0.48180195516224333,23.160305296224923,0.83,0.55800000000000005,-2.1999999999999999E-2,0.314,0.313,2.5219999999999998,null,3.1204524058627983,21.240694505659068,12.224674313400623]
[0.67029361242827867,25.94633544360449,0.84899999999999998,0.65500000000000003,-2.1999999999999999E-2,0.314,0.313,2.5219999999999998,null,3.2364430237128987,25.427660825040402,6.008741405794634]
[0.61564677888464359,25.184216618036796,0.80900000000000005,0.54600000000000004,-2.1999999999999999E-2,0.314,0.313,2.5219999999999998,null,3.2060272451414571,21.773684812244731,7.1972465364266913]
[0.53099747649978801,23.933452243919035,0.76500000000000001,0.56899999999999995,-2.1999999999999999E-2,0.314,0.313,2.5219999999999998,null,3.1540127984917929,23.282084397152413,11.702850913364831]
[0.1397614195970962,9.179734136238455,0.65700000000000003,0.63400000000000001,-2.1999999999999999E-2,0.314,0.313,2.5219999999999998,null,2.1598831755853918,21.125201270019151,8.3224196981324976]
[0.94509248084942665,29.377448949083053,0.73599999999999999,0.40200000000000002,-2.1999999999999999E-2,0.314,0.313,2.5219999999999998,null,3.3629610331501394,18.106268072627586,24.655740274344346]
[0.43180781581381389,22.332989198641972,0.57299999999999995,0.58699999999999997,-2.1999999999999999E-2,0.314,0.313,2.5219999999999998,null,3.0832472317125363,29.198335606891799,12.486249412110283]
[0.96139519250459826,29.564137128508939,0.65700000000000003,0.73899999999999999,-2.1999999999999999E-2,0.314,0.313,2.5219999999999998,null,3.3694063488666566,36.36018331083767,11.417093422023374]
[0.9014843967175088,28.870010236369005,0.76800000000000002,0.40400000000000003,-2.1999999999999999E-2,0.314,0.313,2.5219999999999998,null,3.3452290576992003,17.517899962903307,14.00069568067947]
[0.49118740587661747,23.310749736642343,0.92400000000000004,0.53800000000000003,-2.1999999999999999E-2,0.314,0.313,2.5219999999999998,null,3.1270717164917259,18.926029405505744,14.422417560849334]
[0.55116775959206876,24.240039480384816,0.70099999999999996,0.432,-2.1999999999999999E-2,0.314,0.313,2.5219999999999998,null,3.1670151620195575,18.96124939723731,20.450213746442341]
[0.10693339090722798,8.6560462064098012,0.61899999999999999,0.57099999999999995,-2.1999999999999999E-2,0.314,0.313,2.5219999999999998,null,2.0975047376199121,19.478792651199186,15.043358092357339]
[0.78667382961063026,27.472043558052334,0.88600000000000001,0.495,-2.1999999999999999E-2,0.314,0.313,2.5219999999999998,null,3.2946863398122126,18.950775125469015,28.551527716565914]
[0.28941124780551253,19.668685291486547,0.66,0.61699999999999999,-2.1999999999999999E-2,0.314,0.313,2.5219999999999998,null,2.9530511109247364,26.455317578282848,8.1578973311358833]
[0.76673933396703342,27.219148288177649,0.85699999999999998,0.77400000000000002,-2.1999999999999999E-2,0.314,0.313,2.5219999999999998,null,3.2852637274073477,30.299137946332817,22.026677562694168]
[0.68906001823887919,26.200839805021396,0.59099999999999997,0.52500000000000002,-2.1999999999999999E-2,0.314,0.313,2.5219999999999998,null,3.246397487199117,26.899903635618681,8.7659836167999643]
[0.39885718358326638,21.76123906741276,0.59299999999999997,0.42799999999999999,-2.1999999999999999E-2,0.314,0.313,2.5219999999999998,null,3.0567012592978076,20.567929646527027,16.568251273619222]
[0.89026878141625021,28.737528459544794,0.749,0.57599999999999996,-2.1999999999999999E-2,0.314,0.313,2.5219999999999998,null,3.3405473636396494,25.417788993019219,14.423213690344637]
[4.6498137661684646E-2,7.4108644108930264,0.60399999999999998,0.66600000000000004,-2.1999999999999999E-2,0.314,0.313,2.5219999999999998,null,1.9313459215018383,21.918616500340171,10.81290123908129]
[0.10619003207286937,8.6433163476575388,0.501,0.46600000000000003,-2.1999999999999999E-2,0.314,0.313,2.5219999999999998,null,2.0959387978429223,18.549760449584273,11.828416040692789]
[9.4500072632031751E-2,8.4369330920173535,0.9,0.50700000000000001,-2.1999999999999999E-2,0.314,0.313,2.5219999999999998,null,2.0702018014342194,13.037173643091082,19.412013612167183]
[0.94440742473222505,29.369569012489844,0.51100000000000001,0.71099999999999997,-2.1999999999999999E-2,0.314,0.313,2.5219999999999998,null,3.3626880662450831,42.253096126332622,26.839818544457966]
[0.51008213351050458,23.609325445892054,0.92600000000000005,0.78300000000000003,-2.1999999999999999E-2,0.314,0.313,2.5219999999999998,null,{"$f":"-LN(-LN(1-(1/B87961)))","v":3.1400801603831603},{"$f":"D87961*(C87961^((E87961*J87961)+F87961-1))*EXP((G87961*J87961)+H87961)","v":27.612649466907389},8.0714566398666943]
[9.0855573152895941E-3,6.0656897599260304,0.78300000000000003,0.67400000000000004,-2.1999999999999999E-2,0.314,0.313,2.5219999999999998,null,1.7139212917126481,17.132326079722059,24.910857713592392]
[6.8800173957897282E-2,7.932579367167607,0.75700000000000001,0.60899999999999999,-2.1999999999999999E-2,0.314,0.313,2.5219999999999998,null,2.0043615075283672,17.403668752288862,8.5010773589317878]
[0.6752765024269437,26.014255632057875,0.97099999999999997,0.51600000000000001,-2.1999999999999999E-2,0.314,0.313,2.5219999999999998,null,3.2391093063753118,18.110248119462909,6.8964640386735692]
[0.2473688735053341,18.760670716406779,0.84499999999999997,0.47299999999999998,-2.1999999999999999E-2,0.314,0.313,2.5219999999999998,null,2.904499613759417,16.589093570686952,12.365355447052247]
[0.48585068262229369,23.225382630598549,0.88100000000000001,0.55000000000000004,-2.1999999999999999E-2,0.314,0.313,2.5219999999999998,null,3.123321083322578,20.033039233378954,5.3368682276662565]
[0.2879416344360346,19.638104214141059,0.94899999999999995,0.34100000000000003,-2.1999999999999999E-2,0.314,0.313,2.5219999999999998,null,2.9514537447182492,11.125512191466694,7.7807983097364524]
[0.61057683667226259,25.1118248633226,0.60199999999999998,0.622,-2.1999999999999999E-2,0.314,0.313,2.5219999999999998,null,3.2030894159975158,30.989785665765613,12.287594091742946]
[0.24682021700437329,18.748330464541294,0.98199999999999998,0.54100000000000004,-2.1999999999999999E-2,0.314,0.313,2.5219999999999998,null,2.9038232639250157,16.948537627722008,10.657308388277928]
[0.75707569768456096,27.095369383098937,0.75,0.66,-2.1999999999999999E-2,0.314,0.313,2.5219999999999998,null,3.2806192825839604,28.543560271149854,15.849503226883252]
[0.92714237093995755,29.170023545376448,0.63200000000000001,0.47799999999999998,-2.1999999999999999E-2,0.314,0.313,2.5219999999999998,null,3.3557507053651254,24.115719533176321,15.012750205371445]
[0.86535883173392858,28.440267700224581,0.66700000000000004,0.54400000000000004,-2.1999999999999999E-2,0.314,0.313,2.5219999999999998,null,3.3299621727408057,26.126384230681985,10.833044142722827]
[0.22401849862369516,18.222762449148629,0.92,0.64900000000000002,-2.1999999999999999E-2,0.314,0.313,2.5219999999999998,null,2.8745844244902314,21.155401664979571,11.962031403787545]
[0.51814586000346285,23.735062829856698,0.64500000000000002,0.74,-2.1999999999999999E-2,0.314,0.313,2.5219999999999998,null,3.145508076975509,34.349875670696221,11.6721534377421]
[0.3672573382425296,21.19028584082686,0.73,0.59499999999999997,-2.1999999999999999E-2,0.314,0.313,2.5219999999999998,null,3.0294695937336376,24.23739349349135,17.237443891077884]
[3.2511698915111187E-2,7.0159271723921224,0.92800000000000005,0.52900000000000003,-2.1999999999999999E-2,0.314,0.313,2.5219999999999998,null,1.8722817316698996,12.498336622449052,10.077746350002663]
[0.70933305333256935,26.471912363799266,0.878,0.76100000000000001,-2.1999999999999999E-2,0.314,0.313,2.5219999999999998,null,3.2568920995994919,28.987432184034898,9.5023775022973744]
[0.38370624484481164,21.490425683499119,0.53300000000000003,0.77300000000000002,-2.1999999999999999E-2,0.314,0.313,2.5219999999999998,null,3.0438772305083335,40.086860024710411,22.543365631419544]
[0.53241242025518198,23.955147207646625,0.85,0.68,-2.1999999999999999E-2,0.314,0.313,2.5219999999999998,null,3.1549384625859114,25.702839250890918,24.615467784748954]
[0.96903368853476957,{"$f":"IF($B$13=\"exact vlaue\",$B$15,(IF(A88922<=$B$17,($B$14+(SQRT(A88922*($B$16-$B$14)*($B$15-$B$14)))),($B$16+((SQRT(A88922)-1)*(SQRT(($B$16-$B$14)*($B$16-$B$15))))))))","v":29.651063551403691},{"$f":"IF($C$13=\"exact value\",$C$15,(RANDBETWEEN(($C$14*1000),($C$16*1000))/1000))","v":0.54100000000000004},{"$f":"IF($D$13=\"exact value\",$D$15,(RANDBETWEEN(($D$14*1000),($D$16*1000))/1000))","v":0.60599999999999998},{"$f":"IF($E$13=\"exact value\",$E$15,(RANDBETWEEN(($E$14*1000),($E$16*1000))/1000))","v":-2.1999999999999999E-2},{"$f":"IF($F$13=\"exact value\",$F$15,(RANDBETWEEN(($F$14*1000),($F$16*1000))/1000))","v":0.314},{"$f":"IF($G$13=\"exact value\",$G$15,(RANDBETWEEN(($G$14*1000),($G$16*1000))/1000))","v":0.313},{"$f":"IF($H$13=\"exact value\",$H$15,(RANDBETWEEN(($H$14*1000),($H$16*1000))/1000))","v":2.5219999999999998},null,3.3723933210184285,34.594597573582909,22.241699446296938]
[0.75467729212275225,27.064526686231186,0.91200000000000003,0.66900000000000004,-2.1999999999999999E-2,0.314,0.313,2.5219999999999998,null,3.2794586340180665,24.936594019231347,8.1080856923179976]
[4.1795889643970074E-2,7.2857135003093152,0.96,0.5,-2.1999999999999999E-2,0.314,0.313,2.5219999999999998,null,1.9130053860383032,11.673781535133097,27.352344687371467]
[0.19771337627596752,9.971335035430215,0.74,0.49,-2.1999999999999999E-2,0.314,0.313,2.5219999999999998,null,2.2473397901285557,15.386840638279004,32.451256156832223]
[0.25930116993925778,19.025741303182414,0.745,0.71,-2.1999999999999999E-2,0.314,0.313,2.5219999999999998,null,2.9189182995132659,27.494144591026394,13.009500466043091]
[0.28645278194583379,19.607043106691705,0.80100000000000005,0.58499999999999996,-2.1999999999999999E-2,0.314,0.313,2.5219999999999998,null,2.9498286873227118,21.666614313463374,13.970566931127413]
[0.86893749155631095,28.48323410359399,0.90100000000000002,0.55300000000000005,-2.1999999999999999E-2,0.314,0.313,2.5219999999999998,null,3.3314991141699943,21.147427242716006,12.628584800678096]
[0.681791920602139,26.102688289931901,0.59,0.61699999999999999,-2.1999999999999999E-2,0.314,0.313,2.5219999999999998,null,3.2425702064081947,31.615065939277763,19.963489174421113]
[0.63580352823266273,25.469120114970902,0.51100000000000001,0.68300000000000005,-2.1999999999999999E-2,0.314,0.313,2.5219999999999998,null,3.2175061794230064,38.70286872321531,11.071009113521976]
[0.79685974199420806,27.60002840374927,0.90400000000000003,0.78700000000000003,-2.1999999999999999E-2,0.314,0.313,2.5219999999999998,null,3.2994212897209811,29.718000807588396,11.346520432616545]
[0.35481839506901336,20.958824627738213,0.69899999999999995,0.60499999999999998,-2.1999999999999999E-2,0.314,0.313,2.5219999999999998,null,3.0182151663564247,25.371148492493877,15.742234076284698]
[0.82210552851246732,27.913756450363181,0.751,0.76,-2.1999999999999999E-2,0.314,0.313,2.5219999999999998,null,3.3109340443877673,33.154525346077065,7.8335813596669368]
[0.72781900335804306,26.71573240546784,0.78,0.57299999999999995,-2.1999999999999999E-2,0.314,0.313,2.5219999999999998,null,3.2662384312947341,23.945042485688703,12.603700766949444]
[0.69973354605795512,26.344046179396024,0.89100000000000001,0.58699999999999997,-2.1999999999999999E-2,0.314,0.313,2.5219999999999998,null,3.2519554658780252,22.07752861970874,8.8458450011702432]
[0.95379769944758641,29.477334093570676,0.80300000000000005,0.58199999999999996,-2.1999999999999999E-2,0.314,0.313,2.5219999999999998,null,3.3664146851443384,24.561024217175969,14.802596436346882]
[0.75232671740155344,27.034251488112488,0.88500000000000001,0.314,-2.1999999999999999E-2,0.314,0.313,2.5219999999999998,null,3.2783180291596103,11.969590911225238,15.399351249421287]
[0.19504349021520551,9.9376549370020477,0.61699999999999999,0.45900000000000002,-2.1999999999999999E-2,0.314,0.313,2.5219999999999998,null,2.2437707909330369,16.456027990216803,13.544222581917012]
[0.91993153272661565,29.086132723909902,0.62,0.32200000000000001,-2.1999999999999999E-2,0.314,0.313,2.5219999999999998,null,3.3528197385821161,16.468052588979134,15.426815723595206]
[0.1914305846632024,9.8917096278193277,0.72,0.77,-2.1999999999999999E-2,0.314,0.313,2.5219999999999998,null,2.2388814059529203,24.60474971416528,15.343088483931689]
[0.97450971786922502,29.713170340797774,0.79900000000000004,0.33900000000000002,-2.1999999999999999E-2,0.314,0.313,2.5219999999999998,null,3.3745219867026877,14.397630468842452,11.181686642043706]
[0.87465035958809001,28.551641468566743,0.77600000000000002,0.68300000000000005,-2.1999999999999999E-2,0.314,0.313,2.5219999999999998,null,3.3339412335321517,29.277977331517075,13.106192819163281]
[0.98208621025245646,29.798812663373255,0.86199999999999999,0.59599999999999997,-2.1999999999999999E-2,0.314,0.313,2.5219999999999998,null,3.3774499019853761,23.915632929055025,20.473257510974559]
[0.1813095196350184,9.7606396581107973,0.91300000000000003,0.68600000000000005,-2.1999999999999999E-2,0.314,0.313,2.5219999999999998,null,2.2248001838899452,18.327068372539689,13.097238992276758]
[0.47238010485634718,23.007796155561177,0.50800000000000001,0.69399999999999995,-2.1999999999999999E-2,0.314,0.313,2.5219999999999998,null,3.113697214770371,38.179851248246472,8.7110739250907763]
[0.58470551994673992,24.737646458097842,0.57299999999999995,0.4,-2.1999999999999999E-2,0.314,0.313,2.5219999999999998,null,3.1877651842255519,20.584657512553115,13.879896814084754]
[0.31289633934602112,20.147244500157058,0.89200000000000002,0.61399999999999999,-2.1999999999999999E-2,0.314,0.313,2.5219999999999998,null,2.9777211573586473,21.160913824162336,7.7517306117126621]
[0.57792834034309759,24.638266373853472,0.73399999999999999,0.438,-2.1999999999999999E-2,0.314,0.313,2.5219999999999998,null,3.1836553477552481,18.666872327043315,17.919864747234794]
[{"$f":"RAND()","v":0.55994953128546077},24.371766718050583,0.64700000000000002,0.71899999999999997,-2.1999999999999999E-2,0.314,0.313,2.5219999999999998,null,3.1725501895387271,33.588867990117414,14.819434631624734]
[0.65983244745561198,25.802916337220793,0.93400000000000005,0.66400000000000003,-2.1999999999999999E-2,0.314,0.313,2.5219999999999998,null,3.2307894772903833,23.937741172175702,25.065510687896385]
[0.82952552721079731,28.005045441782343,0.76800000000000002,0.57199999999999995,-2.1999999999999999E-2,0.314,0.313,2.5219999999999998,null,3.314259290263005,24.558890826445303,11.894210158221702]
[0.53338774917867782,23.970084891402109,0.60399999999999998,0.34499999999999997,-2.1999999999999999E-2,0.314,0.313,2.5219999999999998,null,3.1555753143553842,16.883790560912587,20.33444913946521]
[0.45856251644277179,22.781356356955623,0.76200000000000001,0.33800000000000002,-2.1999999999999999E-2,0.314,0.313,2.5219999999999998,null,3.103582398875008,13.649890074632127,21.691826276311904]
[0.12838130907867307,9.0059535237985635,0.98399999999999999,0.54100000000000004,-2.1999999999999999E-2,0.314,0.313,2.5219999999999998,null,2.1396128161080927,13.318936255440278,20.120447941264391]
[0.4536172900554194,22.699487721670582,0.56000000000000005,0.40300000000000002,-2.1999999999999999E-2,0.314,0.313,2.5219999999999998,null,3.0999000800177789,20.506621675512172,5.3920026609704115]
[0.94115601106175972,29.332130221193925,0.92700000000000005,0.498,-2.1999999999999999E-2,0.314,0.313,2.5219999999999998,null,3.3613901393065171,18.813326365571331,18.942115421097252]
[0.46569787539060703,22.898708734877047,0.71199999999999997,0.66400000000000003,-2.1999999999999999E-2,0.314,0.313,2.5219999999999998,null,3.1088371743502097,28.271199926404531,16.715523004254795]
[0.769196058110728,27.250491252132633,0.877,0.78200000000000003,-2.1999999999999999E-2,0.314,0.313,2.5219999999999998,null,3.2864363658854567,30.092616113749724,13.899259292429129]
[0.16467177290683266,9.5369562058007666,0.73,0.76100000000000001,-2.1999999999999999E-2,0.314,0.313,2.5219999999999998,null,2.2003006493799928,23.776503252835344,9.0049187138551066]
[1.1079744283049919E-2,6.1768466490504359,0.57199999999999995,0.66500000000000004,-2.1999999999999999E-2,0.314,0.313,2.5219999999999998,null,1.7338013203886784,21.353806212245594,16.853391757663754]
[0.94115180088722095,29.33208170074812,0.65300000000000002,0.58599999999999997,-2.1999999999999999E-2,0.314,0.313,2.5219999999999998,null,3.3613884561073641,28.89167279257515,11.991787205143055]
[0.88637005725382445,28.691280433659923,0.71599999999999997,0.36,-2.1999999999999999E-2,0.314,0.313,2.5219999999999998,null,3.338907856353249,16.430547434691256,7.8997129908675934]
[0.72384396882049418,26.663567500787998,0.96299999999999997,0.58899999999999997,-2.1999999999999999E-2,0.314,0.313,2.5219999999999998,null,3.2642461327482359,20.967024149304208,12.781627978864289]
[0.51356844305247096,23.663808407974919,0.96699999999999997,0.65100000000000002,-2.1999999999999999E-2,0.314,0.313,2.5219999999999998,null,3.1424357370639231,22.235199654581692,8.8569816473404295]
[0.44317575254860198,22.525148259555671,0.59,0.317,-2.1999999999999999E-2,0.314,0.313,2.5219999999999998,null,3.0920130814944158,15.468326660118082,23.693660065624567]
[0.29814536991454066,19.848852769586696,0.88800000000000001,0.46400000000000002,-2.1999999999999999E-2,0.314,0.313,2.5219999999999998,null,2.9624104735216799,15.968064200759803,9.7491233667105455]
[0.16929572345656874,9.6002136289601907,0.95899999999999996,0.52900000000000003,-2.1999999999999999E-2,0.314,0.313,2.5219999999999998,null,2.2072902977155526,13.556509013791333,21.740520749787173]
[0.32326326956822637,20.35276329854096,0.70599999999999996,0.59099999999999997,-2.1999999999999999E-2,0.314,0.313,2.5219999999999998,null,2.9881317133271827,24.362775563199282,14.396748017033724]
[0.30806931740165333,20.05039023128386,0.71699999999999997,0.69199999999999995,-2.1999999999999999E-2,0.314,0.313,2.5219999999999998,null,2.9727771592888659,28.058331824683762,18.668557645463437]
[0.79432100735899636,27.568206387542602,0.623,0.51,-2.1999999999999999E-2,0.314,0.313,2.5219999999999998,null,3.2982460898172992,25.532812229098965,14.992631138521535]
[0.19221672749805385,{"$f":"IF($B$13=\"exact vlaue\",$B$15,(IF(A91290<=$B$17,($B$14+(SQRT(A91290*($B$16-$B$14)*($B$15-$B$14)))),($B$16+((SQRT(A91290)-1)*(SQRT(($B$16-$B$14)*($B$16-$B$15))))))))","v":9.9017436629485971},{"$f":"IF($C$13=\"exact value\",$C$15,(RANDBETWEEN(($C$14*1000),($C$16*1000))/1000))","v":0.57399999999999995},{"$f":"IF($D$13=\"exact value\",$D$15,(RANDBETWEEN(($D$14*1000),($D$16*1000))/1000))","v":0.55200000000000005},{"$f":"IF($E$13=\"exact value\",$E$15,(RANDBETWEEN(($E$14*1000),($E$16*1000))/1000))","v":-2.1999999999999999E-2},{"$f":"IF($F$13=\"exact value\",$F$15,(RANDBETWEEN(($F$14*1000),($F$16*1000))/1000))","v":0.314},{"$f":"IF($G$13=\"exact value\",$G$15,(RANDBETWEEN(($G$14*1000),($G$16*1000))/1000))","v":0.313},{"$f":"IF($H$13=\"exact value\",$H$15,(RANDBETWEEN(($H$14*1000),($H$16*1000))/1000))","v":2.5219999999999998},null,2.2399512489615265,20.844077848147549,8.3604535962686111]
[0.64017340335057504,25.530287266369307,0.58099999999999996,0.55900000000000005,-2.1999999999999999E-2,0.314,0.313,2.5219999999999998,null,3.2199535483999613,28.766359814686531,17.510993558366124]
[0.84207594090641236,28.158530016151619,0.625,0.41099999999999998,-2.1999999999999999E-2,0.314,0.313,2.5219999999999998,null,3.3198252313665995,20.670198574734037,15.938850580757288]
[0.57798228588817235,24.639059721361633,0.58099999999999996,0.54600000000000004,-2.1999999999999999E-2,0.314,0.313,2.5219999999999998,null,3.1836882234169139,27.768210775642487,11.692816412243193]
[0.19784467553305485,9.9729854656566062,0.51700000000000002,0.40899999999999997,-2.1999999999999999E-2,0.314,0.313,2.5219999999999998,null,2.2475143546880529,16.720144796978694,11.725505825466103]
[0.23756699868093323,18.538104530623837,0.84699999999999998,0.54300000000000004,-2.1999999999999999E-2,0.314,0.313,2.5219999999999998,null,2.8922302372909563,18.936692612755699,7.9283194536442894]
[0.67698081899209528,26.037429081513622,0.86199999999999999,0.47199999999999998,-2.1999999999999999E-2,0.314,0.313,2.5219999999999998,null,3.2400173814273612,18.134302130385912,12.719599094473759]
[0.4329436878591939,22.352302381233958,0.94199999999999995,0.40600000000000003,-2.1999999999999999E-2,0.314,0.313,2.5219999999999998,null,3.0841317369055017,13.887285492480952,13.118565100942568]
[0.39617837531345923,21.713736293057273,0.97399999999999998,0.34499999999999997,-2.1999999999999999E-2,0.314,0.313,2.5219999999999998,null,3.0544636897338258,11.400742761248546,10.284271019120439]
[0.2574573318039739,18.985185811284488,0.52,0.30599999999999999,-2.1999999999999999E-2,0.314,0.313,2.5219999999999998,null,2.9167256898368663,15.507436007712231,13.19006372635401]
[0.38536145234790664,21.520268541812207,0.84199999999999997,0.59799999999999998,-2.1999999999999999E-2,0.314,0.313,2.5219999999999998,null,3.0452984944113433,21.98830426452221,10.68740909480656]
[0.67291188663237944,25.982055662122427,0.93799999999999994,0.34699999999999998,-2.1999999999999999E-2,0.314,0.313,2.5219999999999998,null,3.2378461471162239,12.496920680732881,14.81363956088493]
[0.80642217207724787,27.719436908891765,0.83799999999999997,0.61699999999999999,-2.1999999999999999E-2,0.314,0.313,2.5219999999999998,null,3.3038188177316665,24.712191549945896,8.0164476667629678]
[0.72562053257454118,26.686899238810408,0.82,0.35599999999999998,-2.1999999999999999E-2,0.314,0.313,2.5219999999999998,null,3.2651377166616848,14.318554781189153,17.415903003331103]
[0.69514026415802466,26.282553101276868,0.69799999999999995,0.38800000000000001,-2.1999999999999999E-2,0.314,0.313,2.5219999999999998,null,3.2495726440682118,17.543992286030935,23.029245098263775]
[0.56265401595134545,24.412125833357333,0.84299999999999997,0.501,-2.1999999999999999E-2,0.314,0.313,2.5219999999999998,null,{"$f":"-LN(-LN(1-(1/B92057)))","v":3.174239918486832},{"$f":"D92057*(C92057^((E92057*J92057)+F92057-1))*EXP((G92057*J92057)+H92057)","v":19.172470329777308},12.27320078173487]
[9.7476043926387756E-2,8.4906311020786021,0.92500000000000004,0.312,-2.1999999999999999E-2,0.314,0.313,2.5219999999999998,null,2.0769623849497303,7.8804189044904334,27.670492374144281]
[0.90323607972745457,28.890627005144527,0.85499999999999998,0.754,-2.1999999999999999E-2,0.314,0.313,2.5219999999999998,null,3.3459556540860831,30.141928318805054,27.784868489059743]
[0.21858386728368773,18.093598470861252,0.98599999999999999,0.56699999999999995,-2.1999999999999999E-2,0.314,0.313,2.5219999999999998,null,2.8672657970728745,17.507326305566458,4.6320605125576693]
[0.50060682687787428,23.460300391822905,0.96699999999999997,0.316,-2.1999999999999999E-2,0.314,0.313,2.5219999999999998,null,3.133608546982523,10.763273611312874,20.800937748534835]
[0.40387900671795141,21.849862204778091,0.70699999999999996,0.36499999999999999,-2.1999999999999999E-2,0.314,0.313,2.5219999999999998,null,3.0608624200180796,15.385002574080891,15.735105472864499]
[0.94283660089095489,29.351489634010441,0.79300000000000004,0.307,-2.1999999999999999E-2,0.314,0.313,2.5219999999999998,null,3.3620615012422013,13.061618527949408,17.905678116588735]
[0.73133527352040295,26.761758269357259,0.60799999999999998,0.35099999999999998,-2.1999999999999999E-2,0.314,0.313,2.5219999999999998,null,{"$f":"-LN(-LN(1-(1/B92377)))","v":3.2679929748394048},{"$f":"D92377*(C92377^((E92377*J92377)+F92377-1))*EXP((G92377*J92377)+H92377)","v":17.725900255480614},7.9499099099467303]
[0.96096248168831278,29.559202543211669,0.5,0.496,-2.1999999999999999E-2,0.314,0.313,2.5219999999999998,null,3.3692365183179938,30.032163778431432,4.7183863529106729]
[0.22148419922930096,18.162727449596733,0.97599999999999998,0.57599999999999996,-2.1999999999999999E-2,0.314,0.313,2.5219999999999998,null,2.8711894146273411,17.943607652542763,15.233104652074157]
[0.66046510962281035,25.811622082813216,0.71799999999999997,0.374,-2.1999999999999999E-2,0.314,0.313,2.5219999999999998,null,3.2311335686213472,16.455450286540479,22.681803126973939]
[8.3431546456461225E-2,8.2293874507493925,0.61699999999999999,0.40600000000000003,-2.1999999999999999E-2,0.314,0.313,2.5219999999999998,null,2.0436322270337417,13.642982143591226,14.451430784859992]
[0.45408065073948412,22.707177583291042,0.67900000000000005,0.35799999999999998,-2.1999999999999999E-2,0.314,0.313,2.5219999999999998,null,3.1002465353318152,15.754618331888921,17.26984094571624]
[6.7710844917518442E-2,7.9092706327685995,0.55600000000000005,0.36,-2.1999999999999999E-2,0.314,0.313,2.5219999999999998,null,2.0012110141328794,12.874439832338387,12.511936637509372]
[0.94922977894055438,29.424978109727025,0.93700000000000006,0.77200000000000002,-2.1999999999999999E-2,0.314,0.313,2.5219999999999998,null,3.3646059003270028,28.956856731311237,14.282465795781299]
[0.75587940087941929,27.079991521017313,0.73499999999999999,0.79100000000000004,-2.1999999999999999E-2,0.314,0.313,2.5219999999999998,null,3.2800407631721971,34.73061756185654,16.369508379671728]
[0.93416096312057839,29.251365050984887,0.90300000000000002,0.35699999999999998,-2.1999999999999999E-2,0.314,0.313,2.5219999999999998,null,3.358584423354154,13.746042418108047,8.5488116475345421]
[0.64432214602364479,25.588166232805012,0.54200000000000004,0.45900000000000002,-2.1999999999999999E-2,0.314,0.313,2.5219999999999998,null,3.2222638494961418,24.914511020280777,20.272615086363544]
[0.34711761474845348,20.813492205594535,0.92200000000000004,0.78100000000000003,-2.1999999999999999E-2,0.314,0.313,2.5219999999999998,null,3.0110833002450721,26.532720499783434,16.170503814917716]
[0.13496982062101104,9.1074599909952099,0.54600000000000004,0.41199999999999998,-2.1999999999999999E-2,0.314,0.313,2.5219999999999998,null,2.1515028370154594,15.681080418417434,10.01411827056684]
[2.3139461764966507E-2,6.7007153555550714,0.63500000000000001,0.51400000000000001,-2.1999999999999999E-2,0.314,0.313,2.5219999999999998,null,1.8224911535664297,15.746991873590479,5.7084558036462907]
[0.10296712071246761,8.587602275762805,0.98399999999999999,0.77300000000000002,-2.1999999999999999E-2,0.314,0.313,2.5219999999999998,null,2.0890561622350905,18.731458786599788,21.562261287773879]
[0.12140796746936111,8.8956380650247961,0.627,0.47299999999999998,-2.1999999999999999E-2,0.314,0.313,2.5219999999999998,null,2.1265282165115398,16.135361642090771,11.413774110201695]
[0.20941811826245316,17.872064682440026,0.60299999999999998,0.747,-2.1999999999999999E-2,0.314,0.313,2.5219999999999998,null,2.8545872074121608,33.200592518546998,5.3272251606990002]
[0.68173514678537128,26.101919538010161,0.73399999999999999,0.60299999999999998,-2.1999999999999999E-2,0.314,0.313,2.5219999999999998,null,3.2425401721012204,26.187449622110165,9.8345873496050391]
[0.37804396390271811,21.387846762466364,0.504,0.47399999999999998,-2.1999999999999999E-2,0.314,0.313,2.5219999999999998,null,3.0389764486382957,25.597477613828246,25.630407814720151]
[0.53888004790781485,24.0539485775999,0.83399999999999996,0.496,-2.1999999999999999E-2,0.314,0.313,2.5219999999999998,null,3.1591432375142618,19.044388054286824,5.6996280869685254]
[0.49360562313349954,23.349279218161499,0.57999999999999996,0.54400000000000004,-2.1999999999999999E-2,0.314,0.313,2.5219999999999998,null,3.1287599246344793,27.212426317279007,24.376022307368004]
[0.64441211422850331,25.589419308691074,0.86599999999999999,0.42799999999999999,-2.1999999999999999E-2,0.314,0.313,2.5219999999999998,null,3.2223138083683982,16.29480447786181,12.669340420040848]
[0.19181550725606522,9.8966252058951945,0.60099999999999998,0.53,-2.1999999999999999E-2,0.314,0.313,2.5219999999999998,null,2.2394056551189956,19.344815642219128,26.110623915731281]
[0.44099403261660686,22.488462163454422,0.876,0.72499999999999998,-2.1999999999999999E-2,0.314,0.313,2.5219999999999998,null,3.0903454729953928,26.246018861964945,15.037454734347037]
[{"$f":"RAND()","v":0.59927635398875057},24.949380218958659,0.53,0.46500000000000002,-2.1999999999999999E-2,0.314,0.313,2.5219999999999998,null,3.1964654349039865,25.455920908241765,7.6065512217597382]
[0.84342460310555734,28.1749551446431,0.72899999999999998,0.62,-2.1999999999999999E-2,0.314,0.313,2.5219999999999998,null,3.3204190384004915,27.748361943797899,16.174338848064107]
[0.69197194075181279,26.240018340285477,0.80600000000000005,0.67100000000000004,-2.1999999999999999E-2,0.314,0.313,2.5219999999999998,null,3.2479211171706646,27.193405327617398,8.6746322702914735]
[0.56779250824473915,24.488541397577695,0.56200000000000006,0.377,-2.1999999999999999E-2,0.314,0.313,2.5219999999999998,null,3.177431433125403,19.621343465658903,11.575474276049068]
[0.97599168252525514,29.729948130578428,0.92200000000000004,0.36599999999999999,-2.1999999999999999E-2,0.314,0.313,2.5219999999999998,null,3.3750962567365774,13.943637337613795,19.232831721640601]
[0.33732819297489791,20.626394433131082,0.78900000000000003,0.38100000000000001,-2.1999999999999999E-2,0.314,0.313,2.5219999999999998,null,3.0018263295976166,14.510041919013201,8.3747327505969817]
[0.1856205109613982,9.8169039714504152,0.69699999999999995,0.38400000000000001,-2.1999999999999999E-2,0.314,0.313,2.5219999999999998,null,2.2308691719160056,12.534573899060888,10.848314246719069]
[{"$f":"RAND()","v":5.9050865814025744E-2},7.7168655150288945,0.50800000000000001,0.312,-2.1999999999999999E-2,0.314,0.313,2.5219999999999998,null,1.9748173759000922,11.815360505477818,17.005570736674951]
[0.67409867588068151,25.998223730940055,0.91,0.48,-2.1999999999999999E-2,0.314,0.313,2.5219999999999998,null,3.2384805970724799,17.691630783084111,12.655868391873188]
[0.73072776199057232,26.753814228121467,0.92500000000000004,0.42399999999999999,-2.1999999999999999E-2,0.314,0.313,2.5219999999999998,null,3.2676903612775963,15.57787235731359,15.043452303990408]
[0.36535830299630911,21.155205379077458,0.79500000000000004,0.63300000000000001,-2.1999999999999999E-2,0.314,0.313,2.5219999999999998,null,3.0277719886459669,24.168899037654683,13.765252652658475]
[6.4527819460331592E-2,7.8400664486137375,0.84499999999999997,0.42099999999999999,-2.1999999999999999E-2,0.314,0.313,2.5219999999999998,null,1.9917980313299128,11.058789749179978,9.3942179979649545]
[0.16012919593221164,9.4739411587018516,0.73899999999999999,0.64700000000000002,-2.1999999999999999E-2,0.314,0.313,2.5219999999999998,null,2.1932887657576425,19.988766204518292,7.6716672628376621]
[0.43439194754793475,22.376890369838307,0.83299999999999996,0.66800000000000004,-2.1999999999999999E-2,0.314,0.313,2.5219999999999998,null,3.0852566864264985,25.077414732232654,7.4741549538747725]
[0.77797131917546658,27.362039601085446,0.63700000000000001,0.497,-2.1999999999999999E-2,0.314,0.313,2.5219999999999998,null,3.2905986163416068,24.405695578134385,18.311029841168178]
[0.23301442323493349,18.433170864021836,0.72799999999999998,0.69099999999999995,-2.1999999999999999E-2,0.314,0.313,2.5219999999999998,null,2.8863929093268585,26.943920185544979,11.282452486845465]
[0.8589048410248965,28.362554058370105,0.879,0.53100000000000003,-2.1999999999999999E-2,0.314,0.313,2.5219999999999998,null,3.3271762801261517,20.662634195493435,20.005026182269983]
[0.97669686243094767,29.737927222174431,0.92100000000000004,0.39900000000000002,-2.1999999999999999E-2,0.314,0.313,2.5219999999999998,null,3.3753692493177647,15.214704168539969,13.042937877462006]
[0.19137814698941702,9.8910396005018324,0.90900000000000003,0.63600000000000001,-2.1999999999999999E-2,0.314,0.313,2.5219999999999998,null,2.2388099258334071,17.121611463635769,10.318803581595267]
[0.59514320788138897,24.889584105322733,0.85099999999999998,0.59899999999999998,-2.1999999999999999E-2,0.314,0.313,2.5219999999999998,null,3.1940160437978604,22.902637061713115,9.845903701953592]
[0.85988852527073267,28.37441758757473,0.752,0.622,-2.1999999999999999E-2,0.314,0.313,2.5219999999999998,null,3.3276020684534369,27.251613134406114,6.7583927636368948]
[0.92164121564506452,29.106052808759049,0.58399999999999996,0.372,-2.1999999999999999E-2,0.314,0.313,2.5219999999999998,null,3.353516482256131,19.914313665322606,22.523907419238295]
[0.12359434379746348,8.9305588628950634,0.72599999999999998,0.76,-2.1999999999999999E-2,0.314,0.313,2.5219999999999998,null,2.1306887917901891,23.315986197871041,11.64610350606829]
[3.1652436647331417E-3,5.629011492813639,0.89400000000000002,0.36499999999999999,-2.1999999999999999E-2,0.314,0.313,2.5219999999999998,null,1.6317320738722818,8.2133636263050303,15.744292343304107]
[0.47308450749295394,23.019250450672082,0.746,0.48699999999999999,-2.1999999999999999E-2,0.314,0.313,2.5219999999999998,null,3.1142061561407393,20.052421847666448,15.036289178994338]
[0.87510350828986083,28.557058012462065,0.89100000000000001,0.47299999999999998,-2.1999999999999999E-2,0.314,0.313,2.5219999999999998,null,3.3341343476587366,18.257236111693501,8.5166816008132251]
[0.7548657663976428,27.066952175366549,0.753,0.79100000000000004,-2.1999999999999999E-2,0.314,0.313,2.5219999999999998,null,3.2795499569839097,34.094001704601141,9.7086416054392135]
[0.19646006113127712,9.9555532124485993,0.65100000000000002,0.58699999999999997,-2.1999999999999999E-2,0.314,0.313,2.5219999999999998,null,2.245669016998753,20.243488975810482,13.142284888322022]
[0.83252517366090439,28.041834453166537,0.96299999999999997,0.40600000000000003,-2.1999999999999999E-2,0.314,0.313,2.5219999999999998,null,3.3155962275507114,14.687445370476658,9.0419092481522796]
[0.95980165093671399,29.545959069616238,0.86299999999999999,0.372,-2.1999999999999999E-2,0.314,0.313,2.5219999999999998,null,3.3687805832793098,14.873222070444864,32.745597076583309]
[5.5853600605316744E-3,5.8355656811803964,0.88500000000000001,0.69399999999999995,-2.1999999999999999E-2,0.314,0.313,2.5219999999999998,null,1.671456475048533,15.929646112957004,10.010790962727871]
[0.88583003930303805,28.68486653892608,0.57599999999999996,0.56899999999999995,-2.1999999999999999E-2,0.314,0.313,2.5219999999999998,null,3.3386802693031568,30.633108341518774,18.175415451233569]
[0.23051590499308128,18.375145880094525,0.83599999999999997,0.41899999999999998,-2.1999999999999999E-2,0.314,0.313,2.5219999999999998,null,2.8831503540093539,14.71378007832431,26.785235816367173]
[0.53244791868355312,23.955691124861438,0.83,0.39100000000000001,-2.1999999999999999E-2,0.314,0.313,2.5219999999999998,null,3.1549616590187859,15.047477208000288,8.30190545293231]
[0.18980823217133358,9.8709371810172932,0.61099999999999999,0.78700000000000003,-2.1999999999999999E-2,0.314,0.313,2.5219999999999998,null,2.2366629673365122,28.353603203702725,7.041136250471884]
[0.74267644484453033,26.909458325759587,0.81799999999999995,0.42799999999999999,-2.1999999999999999E-2,0.314,0.313,2.5219999999999998,null,3.2736027160889676,17.292731802589895,12.700845469191256]
[0.11477598083424145,8.7877430752732124,0.72799999999999998,0.38100000000000001,-2.1999999999999999E-2,0.314,0.313,2.5219999999999998,null,2.1135625290858489,11.601377906937948,14.28952765832361]
[0.30255898033625339,{"$f":"IF($B$13=\"exact vlaue\",$B$15,(IF(A95386<=$B$17,($B$14+(SQRT(A95386*($B$16-$B$14)*($B$15-$B$14)))),($B$16+((SQRT(A95386)-1)*(SQRT(($B$16-$B$14)*($B$16-$B$15))))))))","v":19.938892988644206},{"$f":"IF($C$13=\"exact value\",$C$15,(RANDBETWEEN(($C$14*1000),($C$16*1000))/1000))","v":0.66500000000000004},{"$f":"IF($D$13=\"exact value\",$D$15,(RANDBETWEEN(($D$14*1000),($D$16*1000))/1000))","v":0.40500000000000003},{"$f":"IF($E$13=\"exact value\",$E$15,(RANDBETWEEN(($E$14*1000),($E$16*1000))/1000))","v":-2.1999999999999999E-2},{"$f":"IF($F$13=\"exact value\",$F$15,(RANDBETWEEN(($F$14*1000),($F$16*1000))/1000))","v":0.314},{"$f":"IF($G$13=\"exact value\",$G$15,(RANDBETWEEN(($G$14*1000),($G$16*1000))/1000))","v":0.313},{"$f":"IF($H$13=\"exact value\",$H$15,(RANDBETWEEN(($H$14*1000),($H$16*1000))/1000))","v":2.5219999999999998},null,2.9670552550590004,17.345212108918751,8.1865280025968286]
[8.3196535251289339E-2,8.2248359503099024,0.64600000000000002,0.68200000000000005,-2.1999999999999999E-2,0.314,0.313,2.5219999999999998,null,2.0430415468593064,22.156654017273933,6.4123210871918648]
[0.69258341996833672,26.248235023672347,0.96899999999999997,0.58599999999999997,-2.1999999999999999E-2,0.314,0.313,2.5219999999999998,null,3.2482403647611156,20.6582902972719,10.436245414327949]
[0.33024533535009792,20.489326749321418,0.79300000000000004,0.39700000000000002,-2.1999999999999999E-2,0.314,0.313,2.5219999999999998,null,2.9949898561347732,15.029278062562724,31.492665867949551]
[0.12293923142065954,8.9201280498961317,0.77,0.76600000000000001,-2.1999999999999999E-2,0.314,0.313,2.5219999999999998,null,2.1294478477788301,22.499310701850746,19.976988541377843]
[0.94189293997424761,29.340621337772365,0.71,0.56200000000000006,-2.1999999999999999E-2,0.314,0.313,2.5219999999999998,null,3.3616846568645182,26.003516987286581,19.893428162320422]
[0.48678173736206276,23.240309574432203,0.91500000000000004,0.78400000000000003,-2.1999999999999999E-2,0.314,0.313,2.5219999999999998,null,3.1239779197076354,27.757392228873702,14.142758385715435]
[8.3166868952716744E-2,{"$f":"IF($B$13=\"exact vlaue\",$B$15,(IF(A95706<=$B$17,($B$14+(SQRT(A95706*($B$16-$B$14)*($B$15-$B$14)))),($B$16+((SQRT(A95706)-1)*(SQRT(($B$16-$B$14)*($B$16-$B$15))))))))","v":8.2242609415321191},{"$f":"IF($C$13=\"exact value\",$C$15,(RANDBETWEEN(($C$14*1000),($C$16*1000))/1000))","v":0.86199999999999999},{"$f":"IF($D$13=\"exact value\",$D$15,(RANDBETWEEN(($D$14*1000),($D$16*1000))/1000))","v":0.48799999999999999},{"$f":"IF($E$13=\"exact value\",$E$15,(RANDBETWEEN(($E$14*1000),($E$16*1000))/1000))","v":-2.1999999999999999E-2},{"$f":"IF($F$13=\"exact value\",$F$15,(RANDBETWEEN(($F$14*1000),($F$16*1000))/1000))","v":0.314},{"$f":"IF($G$13=\"exact value\",$G$15,(RANDBETWEEN(($G$14*1000),($G$16*1000))/1000))","v":0.313},{"$f":"IF($H$13=\"exact value\",$H$15,(RANDBETWEEN(($H$14*1000),($H$16*1000))/1000))","v":2.5219999999999998},null,2.0429668990332059,12.839856795585955,9.0428591222242094]
[0.65927334243666635,25.795219299912524,0.85899999999999999,0.45300000000000001,-2.1999999999999999E-2,0.314,0.313,2.5219999999999998,null,3.2304851561033594,17.397788735996134,11.330918054321069]
[0.11192051376203904,8.7403294267022638,0.99399999999999999,0.58799999999999997,-2.1999999999999999E-2,0.314,0.313,2.5219999999999998,null,2.1078111194127933,14.226750294921395,16.015696568404099]
[0.37722419013776953,21.372932097662723,0.69199999999999995,0.32300000000000001,-2.1999999999999999E-2,0.314,0.313,2.5219999999999998,null,3.0382618848716287,13.736358961123008,13.707726844010041]
[0.17543610561206879,9.6828958136508447,0.59299999999999997,0.6,-2.1999999999999999E-2,0.314,0.313,2.5219999999999998,null,2.2163530979010804,21.951810233620975,32.964817077531002]
[0.62423527323444039,25.306171574838615,0.53800000000000003,0.41699999999999998,-2.1999999999999999E-2,0.314,0.313,2.5219999999999998,null,3.2109570270562218,22.678102228208896,12.904317972028236]
[0.64678423320574085,25.622426647499594,0.75900000000000001,0.60699999999999998,-2.1999999999999999E-2,0.314,0.313,2.5219999999999998,null,3.2236288794949433,25.546303941893907,9.9690603563083631]
[9.4932497762745705E-2,8.4447876887180158,0.55400000000000005,0.68799999999999994,-2.1999999999999999E-2,0.314,0.313,2.5219999999999998,null,2.0711935616522514,25.238567818466557,12.94928754586627]
[0.18389050058360268,9.7944042980281019,0.51400000000000001,0.64100000000000001,-2.1999999999999999E-2,0.314,0.313,2.5219999999999998,null,2.2284466557623221,26.152929197756631,16.324299698319813]
[8.8805997528276448E-2,8.3317787578160942,0.60699999999999998,0.52200000000000002,-2.1999999999999999E-2,0.314,0.313,2.5219999999999998,null,2.0568286309440511,17.827802098847112,17.476459274953228]
[0.76840899072380331,27.240455277898956,0.86699999999999999,0.54100000000000004,-2.1999999999999999E-2,0.314,0.313,2.5219999999999998,null,3.2860610383187718,20.997889375268368,24.284746317965176]
[0.76393547774301807,27.183315181804282,0.51,0.749,-2.1999999999999999E-2,0.314,0.313,2.5219999999999998,null,3.2839214113930235,43.441365224230402,10.350434270056125]
[0.78064961977036651,27.395959865517472,0.70199999999999996,0.68899999999999995,-2.1999999999999999E-2,0.314,0.313,2.5219999999999998,null,3.2918608692742892,31.443250914418908,13.453822546607901]
[0.57889580175664279,24.652488680005462,0.77200000000000002,0.59,-2.1999999999999999E-2,0.314,0.313,2.5219999999999998,null,3.1842445443376661,24.207930463012897,10.004880333877136]
[0.24825384760987335,18.78054654013172,0.88700000000000001,0.64500000000000002,-2.1999999999999999E-2,0.314,0.313,2.5219999999999998,null,2.9055880151427083,21.820885646510636,22.766992599807981]
[0.75390889471127009,27.054634988240814,0.60099999999999998,0.747,-2.1999999999999999E-2,0.314,0.313,2.5219999999999998,null,3.2790861117262842,38.194007398521023,13.739753546170853]
[0.48890007420036485,23.274218277121996,0.55100000000000005,0.70899999999999996,-2.1999999999999999E-2,0.314,0.313,2.5219999999999998,null,3.1254684163702531,36.826748905527609,13.433085653458773]
[0.53063471435698062,23.927885452746697,0.628,0.53300000000000003,-2.1999999999999999E-2,0.314,0.313,2.5219999999999998,null,3.1537751406642442,25.312880484701044,15.210325640422216]
[3.0237843533919673E-2,6.9441528853822065,0.92,0.437,-2.1999999999999999E-2,0.314,0.313,2.5219999999999998,null,1.8611612144480583,10.353610148720106,21.080014530050867]
[0.355514221035651,20.971878513561187,0.53800000000000003,0.41699999999999998,-2.1999999999999999E-2,0.314,0.313,2.5219999999999998,null,3.0188532733289177,21.298815604175811,9.4069022228096308]
[0.10798297736286244,8.6739450418259949,0.97699999999999998,0.59799999999999998,-2.1999999999999999E-2,0.314,0.313,2.5219999999999998,null,2.0997023793835092,14.615453911569466,29.574015555149927]
[0.88761722850223712,28.706085858366865,0.80500000000000005,0.77500000000000002,-2.1999999999999999E-2,0.314,0.313,2.5219999999999998,null,3.3394330060218445,32.365358280656913,6.8732128077735837]
[0.88075589469730453,28.624504221065905,0.81,0.47199999999999998,-2.1999999999999999E-2,0.314,0.313,2.5219999999999998,null,3.3365358647333294,19.601023453198401,12.383406363480402]
[0.89958005202686375,28.847573948810481,0.57899999999999996,0.65100000000000002,-2.1999999999999999E-2,0.314,0.313,2.5219999999999998,null,3.3444377355722525,34.97511114408119,10.667892549654113]
[0.79857059019068,27.621444613948839,0.58899999999999997,0.309,-2.1999999999999999E-2,0.314,0.313,2.5219999999999998,null,3.3002114220390713,16.152966011868454,15.851018708839138]
[0.56863092398166737,24.500976786290309,0.96499999999999997,0.70499999999999996,-2.1999999999999999E-2,0.314,0.313,2.5219999999999998,null,3.1779498375850492,24.387530029398981,15.297034839240011]
[0.1777164475190055,9.7132320057340351,0.93799999999999994,0.379,-2.1999999999999999E-2,0.314,0.313,2.5219999999999998,null,2.2196577209767869,9.910224356363754,9.6785037650641428]
[0.89621104817338348,28.807823338984722,0.58199999999999996,0.62,-2.1999999999999999E-2,0.314,0.313,2.5219999999999998,null,3.3430342020522357,33.164002977121363,10.950702546536096]
[0.66419440162502652,25.862854481904996,0.872,0.53800000000000003,-2.1999999999999999E-2,0.314,0.313,2.5219999999999998,null,3.2331561142992205,20.445892884091965,10.342361260585546]
[0.36887214946503244,21.220044606732124,0.7,0.68500000000000005,-2.1999999999999999E-2,0.314,0.313,2.5219999999999998,null,3.0309074159314657,28.812221769699534,17.288890739191366]
[0.4692245125424368,22.956377914755002,0.90600000000000003,0.47099999999999997,-2.1999999999999999E-2,0.314,0.313,2.5219999999999998,null,3.1114093833401339,16.73412950963516,8.9902999130225467]
[0.19533685169767445,9.9413668617305984,0.50700000000000001,0.48499999999999999,-2.1999999999999999E-2,0.314,0.313,2.5219999999999998,null,2.2441647609989741,20.091847756483897,12.895979364857066]
[0.3951009543461943,21.694585330047154,0.878,0.68600000000000005,-2.1999999999999999E-2,0.314,0.313,2.5219999999999998,null,3.0535601846666833,24.505111492087501,12.314254864141519]
[6.7228692524823663E-2,7.8988940245553927,0.94299999999999995,0.55500000000000005,-2.1999999999999999E-2,0.314,0.313,2.5219999999999998,null,1.9998052649862035,13.49061958815801,11.171320963114843]
[0.634389937460349,25.449288465573854,0.85099999999999998,0.77800000000000002,-2.1999999999999999E-2,0.314,0.313,2.5219999999999998,null,3.2167114041649811,29.961139489545094,22.885221972458407]
[0.32090148534764973,20.306235503546631,0.52600000000000002,0.45600000000000002,-2.1999999999999999E-2,0.314,0.313,2.5219999999999998,null,2.9857843243323123,23.434576446185012,16.520502836503894]
[0.23365960681399722,18.448103847917245,0.81,0.72799999999999998,-2.1999999999999999E-2,0.314,0.313,2.5219999999999998,null,2.8872256959312064,26.211200552079617,7.6370323861485279]
[0.65010645500689601,25.668552807212805,0.56599999999999995,0.41399999999999998,-2.1999999999999999E-2,0.314,0.313,2.5219999999999998,null,3.2254637347998063,21.769572140880811,13.812092005402794]
[0.89823211486731835,28.831678692941889,0.72399999999999998,0.76700000000000002,-2.1999999999999999E-2,0.314,0.313,2.5219999999999998,null,3.3438767346760647,34.767293327189151,17.274140376025219]
[0.22280088106207907,18.193960935658222,0.63900000000000001,0.41799999999999998,-2.1999999999999999E-2,0.314,0.313,2.5219999999999998,null,2.87295712330048,17.894507739735971,31.754558289002894]
[0.79161688706610889,27.534255347616966,0.81,0.36399999999999999,-2.1999999999999999E-2,0.314,0.313,2.5219999999999998,null,3.296990739201854,14.927359151073487,29.05039237110682]
[0.183582415423029,9.7903864069486737,0.66200000000000003,0.48,-2.1999999999999999E-2,0.314,0.313,2.5219999999999998,null,2.2280134342219733,16.258009798588375,13.376655463677581]
[0.59713953315624602,24.918491691774548,0.61199999999999999,0.63800000000000001,-2.1999999999999999E-2,0.314,0.313,2.5219999999999998,null,3.1952009166738642,31.313172125022305,9.530559443939099]
[0.92656273063495664,29.163292100970494,0.88600000000000001,0.60199999999999998,-2.1999999999999999E-2,0.314,0.313,2.5219999999999998,null,3.3555158398269347,23.494024919525263,6.8424194357673409]
[0.83523303175254893,28.074987962472157,0.68,0.71499999999999997,-2.1999999999999999E-2,0.314,0.313,2.5219999999999998,null,3.3167995186531574,33.696420252784336,6.8157638873471464]
[0.66419192157041829,25.862820459183492,0.70299999999999996,0.33100000000000002,-2.1999999999999999E-2,0.314,0.313,2.5219999999999998,null,3.2331547725116732,14.807765237610475,5.4082164385351339]
[0.79394384259942385,27.563474442928442,0.57099999999999995,0.55400000000000005,-2.1999999999999999E-2,0.314,0.313,2.5219999999999998,null,3.2980712191519221,29.629652141441639,6.3272386620542536]
[0.85442324712315598,28.30841850145282,0.51200000000000001,0.442,-2.1999999999999999E-2,0.314,0.313,2.5219999999999998,null,3.3252310214171326,25.908046499227964,9.4770478370883708]
[0.67736657385746779,26.042670108344915,0.81899999999999995,0.38100000000000001,-2.1999999999999999E-2,0.314,0.313,2.5219999999999998,null,3.2402226420476214,15.217434296780025,10.6134588387179]
[0.58696631855917381,24.770670413460305,0.82399999999999995,0.69799999999999995,-2.1999999999999999E-2,0.314,0.313,2.5219999999999998,null,3.1891271494462985,27.304235038050336,13.62533171201529]
[0.12473945864549574,8.9487254058350238,0.78400000000000003,0.61699999999999999,-2.1999999999999999E-2,0.314,0.313,2.5219999999999998,null,2.1328463700042106,17.904438378408834,9.1965648152335397]
[0.23913843303778881,18.574091211122223,0.66600000000000004,0.79200000000000004,-2.1999999999999999E-2,0.314,0.313,2.5219999999999998,null,2.8942243060957789,33.096071389147397,19.735033975543534]
[0.20888537900933057,17.85904084274236,0.61,0.42399999999999999,-2.1999999999999999E-2,0.314,0.313,2.5219999999999998,null,2.853836811289288,18.678076899653544,8.786858357028084]
[0.40203337730695676,21.817355654971884,0.52800000000000002,0.40799999999999997,-2.1999999999999999E-2,0.314,0.313,2.5219999999999998,null,3.0593381366287726,21.417107680871361,6.4635932188955065]
[0.74489081631811072,26.938164961386075,0.61199999999999999,0.497,-2.1999999999999999E-2,0.314,0.313,2.5219999999999998,null,3.2746893682846272,25.028849668081175,7.7302082748136627]
[0.28300462360307999,19.534794650242148,0.55100000000000005,0.53200000000000003,-2.1999999999999999E-2,0.314,0.313,2.5219999999999998,null,2.9460385358685275,26.062515606761771,15.650935921988511]
[0.35114191518847837,20.889639375658028,0.90400000000000003,0.78600000000000003,-2.1999999999999999E-2,0.314,0.313,2.5219999999999998,null,3.0148263987964055,27.133561330367773,12.963504578630983]
[0.66964161834363189,25.937429667559712,0.73499999999999999,0.47199999999999998,-2.1999999999999999E-2,0.314,0.313,2.5219999999999998,null,3.236092889638539,20.435003788482728,12.605661761106761]
[0.83421465549700458,28.062525843819692,0.95599999999999996,0.34399999999999997,-2.1999999999999999E-2,0.314,0.313,2.5219999999999998,null,3.3163473817476712,12.516581604839464,7.2545300994781856]
[0.57980910487971571,24.665903923438435,0.98299999999999998,0.67300000000000004,-2.1999999999999999E-2,0.314,0.313,2.5219999999999998,null,3.184799988143427,23.006943641280611,12.519746069423363]
[0.24505959628131513,18.708638096517831,0.91300000000000003,0.72499999999999998,-2.1999999999999999E-2,0.314,0.313,2.5219999999999998,null,2.9016446787298746,23.971863743022791,6.1390689205551698]
[0.65782989801980141,25.775332714242968,0.50900000000000001,0.58799999999999997,-2.1999999999999999E-2,0.314,0.313,2.5219999999999998,null,3.2296984621969664,33.552484818037101,14.785182793640054]
[0.14942426396469133,9.3218089957315797,0.88200000000000001,0.48499999999999999,-2.1999999999999999E-2,0.314,0.313,2.5219999999999998,null,2.1761546691456473,13.087764475255486,10.822393696841665]
[0.90697125241253196,28.934522177701822,0.94,0.45200000000000001,-2.1999999999999999E-2,0.314,0.313,2.5219999999999998,null,3.347500894064726,16.822176117615978,9.7379337789416809]
[0.72987671764015249,26.742680108019442,0.52900000000000003,0.55000000000000004,-2.1999999999999999E-2,0.314,0.313,2.5219999999999998,null,{"$f":"-LN(-LN(1-(1/B98841)))","v":3.2672660733445791},{"$f":"D98841*(C98841^((E98841*J98841)+F98841-1))*EXP((G98841*J98841)+H98841)","v":30.858432294743245},12.986425026075075]
[0.34523941356761512,20.777802130603206,0.80600000000000005,0.753,-2.1999999999999999E-2,0.314,0.313,2.5219999999999998,null,3.0093240790540974,28.288563932051318,17.751421948294023]
[0.48630937445709432,23.232738298937885,0.75900000000000001,0.47499999999999998,-2.1999999999999999E-2,0.314,0.313,2.5219999999999998,null,3.1236448117259759,19.363252816012032,6.8239177658848291]
[0.5068761845331794,23.55905930158843,0.873,0.57399999999999995,-2.1999999999999999E-2,0.314,0.313,2.5219999999999998,null,3.1379019645286617,21.148858233094515,10.707055596838309]
[0.4049836982018673,21.869283299477512,0.76200000000000001,0.38700000000000001,-2.1999999999999999E-2,0.314,0.313,2.5219999999999998,null,3.061771997863604,15.421668917575072,18.424966076902646]
[3.2461391688151098E-3,5.6369987410520439,0.80200000000000005,0.66900000000000004,-2.1999999999999999E-2,0.314,0.313,2.5219999999999998,null,1.6332980558706363,16.289864232249002,6.8028450656791906]
[0.33623113504762392,20.605258969412859,0.621,0.78400000000000003,-2.1999999999999999E-2,0.314,0.313,2.5219999999999998,null,3.0007752082111754,35.736604618354484,14.992346288243779]
[0.93278003137765542,29.235385044520214,0.75700000000000001,0.68300000000000005,-2.1999999999999999E-2,0.314,0.313,2.5219999999999998,null,3.3580283567348754,30.064529313028203,12.361101756942645]
[0.56227819460580997,24.40652325063834,0.83699999999999997,0.67900000000000005,-2.1999999999999999E-2,0.314,0.313,2.5219999999999998,null,3.1740055238768421,26.122969600556612,11.050209243279111]
[0.76064776666160216,27.141214577366981,0.91100000000000003,0.67600000000000005,-2.1999999999999999E-2,0.314,0.313,2.5219999999999998,null,3.2823420074307461,25.241401104475308,14.062334587759615]
[0.33169239784597837,20.517448929242839,0.58799999999999997,0.46400000000000002,-2.1999999999999999E-2,0.314,0.313,2.5219999999999998,null,2.9963963131181388,22.005502235651043,10.34673161103651]
[0.16708673496204796,9.5701030481003375,0.69499999999999995,0.58499999999999996,-2.1999999999999999E-2,0.314,0.313,2.5219999999999998,null,2.2039693243675065,18.971490588537339,14.872674490682314]
[0.79816383607665142,27.616354990910821,0.91300000000000003,0.3,-2.1999999999999999E-2,0.314,0.313,2.5219999999999998,null,3.3000237014140725,11.245656635886716,10.866829238249288]
[0.32324954807281803,20.352493473110105,0.94499999999999995,0.624,-2.1999999999999999E-2,0.314,0.313,2.5219999999999998,null,2.9881181161555133,20.66005604652705,13.221755093654471]
[0.28747922655817981,19.628465869254235,0.5,0.48599999999999999,-2.1999999999999999E-2,0.314,0.313,2.5219999999999998,null,2.9509497677104024,25.651430071257163,14.379220224163026]
[5.2852758702440994E-2,7.5703297138315007,0.84899999999999998,0.48799999999999999,-2.1999999999999999E-2,0.314,0.313,2.5219999999999998,null,1.954236476044368,12.623617733366073,12.439620086838165]
[8.2128330483234091E-2,8.2040663710984916,0.61599999999999999,0.64600000000000002,-2.1999999999999999E-2,0.314,0.313,2.5219999999999998,null,2.0403416827028531,21.710418296022414,13.986861088546314]
[0.21819462761470898,18.084286180301071,0.69799999999999995,0.60799999999999998,-2.1999999999999999E-2,0.314,0.313,2.5219999999999998,null,2.8667360715833694,24.313338456711008,12.601568668357924]
[0.49656962966285179,23.396376258139316,0.94,0.46899999999999997,-2.1999999999999999E-2,0.314,0.313,2.5219999999999998,null,3.1308196641320789,16.305499236120632,12.25483967944011]
[0.98895646846415075,{"$f":"IF($B$13=\"exact vlaue\",$B$15,(IF(A99802<=$B$17,($B$14+(SQRT(A99802*($B$16-$B$14)*($B$15-$B$14)))),($B$16+((SQRT(A99802)-1)*(SQRT(($B$16-$B$14)*($B$16-$B$15))))))))","v":29.876186781063357},{"$f":"IF($C$13=\"exact value\",$C$15,(RANDBETWEEN(($C$14*1000),($C$16*1000))/1000))","v":0.71},{"$f":"IF($D$13=\"exact value\",$D$15,(RANDBETWEEN(($D$14*1000),($D$16*1000))/1000))","v":0.49},{"$f":"IF($E$13=\"exact value\",$E$15,(RANDBETWEEN(($E$14*1000),($E$16*1000))/1000))","v":-2.1999999999999999E-2},{"$f":"IF($F$13=\"exact value\",$F$15,(RANDBETWEEN(($F$14*1000),($F$16*1000))/1000))","v":0.314},{"$f":"IF($G$13=\"exact value\",$G$15,(RANDBETWEEN(($G$14*1000),($G$16*1000))/1000))","v":0.313},{"$f":"IF($H$13=\"exact value\",$H$15,(RANDBETWEEN(($H$14*1000),($H$16*1000))/1000))","v":2.5219999999999998},null,3.380087793764829,22.806240037921473,12.475577131696628]
[0.8360585486308576,28.085084439514329,0.59399999999999997,0.39200000000000002,-2.1999999999999999E-2,0.314,0.313,2.5219999999999998,null,3.3171656780713321,20.473116334066443,11.016278929735092]
[0.74920216285073504,26.993934182024535,0.93600000000000005,0.41099999999999998,-2.1999999999999999E-2,0.314,0.313,2.5219999999999998,null,3.2767970691366299,15.008479033740999,12.101157837081212]
[4.5749346305837824E-2,7.3913737240819817,0.51400000000000001,0.35399999999999998,-2.1999999999999999E-2,0.314,0.313,2.5219999999999998,null,1.9285117115856167,13.091425309607107,9.9426721648709595]
[6.4987977397971131E-3,5.9013044532646219,0.55400000000000005,0.45900000000000002,-2.1999999999999999E-2,0.314,0.313,2.5219999999999998,null,1.6837734110418794,14.840180655257194,8.8337964676328511]
[0.83894538949474851,28.120352785578103,0.73899999999999999,0.48499999999999999,-2.1999999999999999E-2,0.314,0.313,2.5219999999999998,null,3.3184436705928246,21.469500744359564,5.7468978513048867]
[0.77523853156159683,27.327369030833481,0.54300000000000004,0.72399999999999998,-2.1999999999999999E-2,0.314,0.313,2.5219999999999998,null,3.2893067937322242,40.112239395928015,12.452459925100884]
[0.40731209917399847,21.910131329736103,0.85699999999999998,0.45200000000000001,-2.1999999999999999E-2,0.314,0.313,2.5219999999999998,null,3.0636823994131892,16.496072915714752,17.659554200166941]
[0.86064796228738649,28.383571986482757,0.63400000000000001,0.39700000000000002,-2.1999999999999999E-2,0.314,0.313,2.5219999999999998,null,3.3279305007597713,19.802379050954926,11.21565017312254]
[0.72330049204855196,26.656424263847661,0.58299999999999996,0.74299999999999999,-2.1999999999999999E-2,0.314,0.313,2.5219999999999998,null,3.2639730066650241,38.685041994022725,26.369510902138387]
[0.44943563344821025,22.629911164791807,0.56299999999999994,0.372,-2.1999999999999999E-2,0.314,0.313,2.5219999999999998,null,3.0967599414000335,18.833798032079478,9.020040581387379]
[0.53437175096742973,23.985141571257998,0.94799999999999995,0.73699999999999999,-2.1999999999999999E-2,0.314,0.313,2.5219999999999998,null,3.156216829092243,25.663490814045318,6.176749155373531]
[0.86806746504623322,28.472796471733385,0.95799999999999996,0.67100000000000004,-2.1999999999999999E-2,0.314,0.313,2.5219999999999998,null,3.3311259692251998,24.489275779849088,7.5053818081812267]
[0.64787202183886028,25.637542662771622,0.82699999999999996,0.57599999999999996,-2.1999999999999999E-2,0.314,0.313,2.5219999999999998,null,3.2242305514279148,22.721609303835958,25.522186027613252]
[0.44272429144758596,22.517564265338081,0.95899999999999996,0.53400000000000003,-2.1999999999999999E-2,0.314,0.313,2.5219999999999998,null,3.0916685703810782,18.063604844938375,10.051686474702379]
[0.93019654273729968,29.205457370273386,0.93500000000000005,0.50900000000000001,-2.1999999999999999E-2,0.314,0.313,2.5219999999999998,null,3.3569861113815538,19.077282079021693,18.468729093736179]
[0.26059566754024621,19.054127878665092,0.61799999999999999,0.79100000000000004,-2.1999999999999999E-2,0.314,0.313,2.5219999999999998,null,2.9204501470831077,35.258758662950399,13.931382207884882]
[0.29355222051023455,19.754439302217865,0.61199999999999999,0.61,-2.1999999999999999E-2,0.314,0.313,2.5219999999999998,null,2.9575168018825377,27.721181762020127,9.9969351518197804]
[0.18080144979838064,9.7539647900250142,0.57099999999999995,0.47499999999999998,-2.1999999999999999E-2,0.314,0.313,2.5219999999999998,null,2.224077739860812,17.912978941039061,11.041591902208468]
[0.32989484980466788,20.482506157718873,0.51200000000000001,0.504,-2.1999999999999999E-2,0.314,0.313,2.5219999999999998,null,2.9946484437632566,26.508859260636125,24.020324371700461]
[0.43094631700751795,22.318324227445832,0.79800000000000004,0.379,-2.1999999999999999E-2,0.314,0.313,2.5219999999999998,null,3.0825750821778071,14.68348147528974,27.531379844684491]
[0.94612719234610099,29.389345424367978,0.52300000000000002,0.315,-2.1999999999999999E-2,0.314,0.313,2.5219999999999998,null,3.3633729948273858,18.396518798265124,9.889118020807242]
[0.16228462297819068,9.5039513621123657,0.89100000000000001,0.75800000000000001,-2.1999999999999999E-2,0.314,0.313,2.5219999999999998,null,2.1966342412529927,20.434482811291055,13.157637006827423]
[0.45324254723395008,22.693265675181436,0.92700000000000005,0.73899999999999999,-2.1999999999999999E-2,0.314,0.313,2.5219999999999998,null,3.0996196670308076,25.710323805859499,20.35719167818025]
[0.71780729454898606,26.584072724691644,0.55900000000000005,0.70699999999999996,-2.1999999999999999E-2,0.314,0.313,2.5219999999999998,null,3.2612023873348845,37.967915353783937,8.0824447889226665]
[0.64317664699272747,25.572204083890046,0.67800000000000005,0.44600000000000001,-2.1999999999999999E-2,0.314,0.313,2.5219999999999998,null,3.2216272361613556,20.431155817457352,5.7295453390817457]
[0.93032316346695465,29.206925139166245,0.68100000000000005,0.76300000000000001,-2.1999999999999999E-2,0.314,0.313,2.5219999999999998,null,3.3570372524688761,36.386080380264417,14.944886375628444]
[0.53340316719790637,23.970320916905621,0.98299999999999998,0.77200000000000002,-2.1999999999999999E-2,0.314,0.313,2.5219999999999998,null,3.1555853737888309,26.150808130779801,16.216360980713411]
[0.30910243042306706,20.071183126897921,0.69599999999999995,0.71499999999999997,-2.1999999999999999E-2,0.314,0.313,2.5219999999999998,null,2.9738406113979408,29.655862623259502,7.8499697742712149]
[0.7988669592137565,27.625152196848514,0.86399999999999999,0.311,-2.1999999999999999E-2,0.314,0.313,2.5219999999999998,null,3.3003481466752045,12.157445433332326,24.01213900969838]
[0.8421846667181101,28.159854656616087,0.89,0.54500000000000004,-2.1999999999999999E-2,0.314,0.313,2.5219999999999998,null,3.3198731333122287,20.959757904850797,12.015007474132377]
[0.42758461413191784,22.260958541755766,0.66500000000000004,0.58799999999999997,-2.1999999999999999E-2,0.314,0.313,2.5219999999999998,null,3.0799414516212731,26.11481968221889,11.515875698132355]
[0.70376821110357501,26.397894412604622,0.624,0.75,-2.1999999999999999E-2,0.314,0.313,2.5219999999999998,null,3.254037400392046,36.970276166348761,16.059757045021943]
[0.96994865933186458,29.661452947922747,0.77,0.48199999999999998,-2.1999999999999999E-2,0.314,0.313,2.5219999999999998,null,3.3727497259448271,21.042603529083959,16.722122044488792]
[0.24920469421728209,18.801862368646667,0.88900000000000001,0.34,-2.1999999999999999E-2,0.314,0.313,2.5219999999999998,null,2.9067539556605646,11.487296931732953,13.051899786173827]
[0.20010663035213172,17.641985628586582,0.84599999999999997,0.33500000000000002,-2.1999999999999999E-2,0.314,0.313,2.5219999999999998,null,2.8412470558455132,11.505934093494398,15.276602320237139]
[0.27044134005062237,19.267762512140614,0.63,0.46300000000000002,-2.1999999999999999E-2,0.314,0.313,2.5219999999999998,null,2.9319039765936061,20.417986514799885,7.8165065741929265]
[0.78390449396603123,27.43710411570602,0.55700000000000005,0.55400000000000005,-2.1999999999999999E-2,0.314,0.313,2.5219999999999998,null,3.293389807921983,30.14685121673666,11.193235184978789]
[0.7733614717345727,27.303519569681416,0.52200000000000002,0.33800000000000002,-2.1999999999999999E-2,0.314,0.313,2.5219999999999998,null,3.2884171947388543,19.289406601346254,9.4753558810614837]
[{"$f":"RAND()","v":0.99350547169904868},29.927270688190152,0.94299999999999995,0.42299999999999999,-2.1999999999999999E-2,0.314,0.313,2.5219999999999998,null,3.3818255749616042,15.875156887329927,9.7204686721953291]
[0.45046295142135129,22.647034098563115,0.58599999999999997,0.39100000000000001,-2.1999999999999999E-2,0.314,0.313,2.5219999999999998,null,3.0975336515056719,19.211759427682782,26.213112511172]
[0.99206093284111185,29.911061657152306,0.80900000000000005,0.30299999999999999,-2.1999999999999999E-2,0.314,0.313,2.5219999999999998,null,3.3812745004170859,12.774941126122139,26.89978016999461]
[0.7175610595741293,26.580823063664738,0.85099999999999998,0.48099999999999998,-2.1999999999999999E-2,0.314,0.313,2.5219999999999998,null,3.2610777649283049,18.78551490442775,18.545091428381411]
[4.2442361090540004E-3,5.7283745695943473,0.996,0.629,-2.1999999999999999E-2,0.314,0.313,2.5219999999999998,null,1.6510397963872958,13.171382972302474,13.613516108634553]
[0.9728696796324634,29.694588072304064,0.88900000000000001,0.34899999999999998,-2.1999999999999999E-2,0.314,0.313,2.5219999999999998,null,3.3738855677787378,13.664339305291497,9.3513910515829455]
[0.99080569769793547,29.896967199670556,0.80400000000000005,0.51900000000000002,-2.1999999999999999E-2,0.314,0.313,2.5219999999999998,null,3.3807950701191856,21.981877867983052,18.224056207905193]
[0.18795348092319542,9.8470800607581701,0.63600000000000001,0.41,-2.1999999999999999E-2,0.314,0.313,2.5219999999999998,null,2.2341089958871296,14.330286662618423,9.4766765468767069]
[0.48977061707637204,23.288131954273627,0.94099999999999995,0.751,-2.1999999999999999E-2,0.314,0.313,2.5219999999999998,null,3.126079365877485,26.049865904324122,16.412931388858222]
[0.38062814496010822,21.434756879202439,0.54700000000000004,0.55000000000000004,-2.1999999999999999E-2,0.314,0.313,2.5219999999999998,null,3.0412205951350901,27.946686071009804,12.106892065885518]
[0.84343013619984508,28.175022504201678,0.79300000000000004,0.60499999999999998,-2.1999999999999999E-2,0.314,0.313,2.5219999999999998,null,3.3204214728809913,25.401620201148098,8.738016609240578]
[0.52645476717108985,23.863603986867982,0.877,0.45400000000000001,-2.1999999999999999E-2,0.314,0.313,2.5219999999999998,null,3.1510267311536575,16.739113077580047,12.033602713357878]
[0.73121206010752626,26.760147352868803,0.50800000000000001,0.70299999999999996,-2.1999999999999999E-2,0.314,0.313,2.5219999999999998,null,3.2679316173579158,40.681210113903767,20.510260062953815]
[0.52186793852453883,23.792770917107163,0.82199999999999995,0.38500000000000001,-2.1999999999999999E-2,0.314,0.313,2.5219999999999998,null,3.1479894259096,14.892386618915902,31.659075554447988]
[0.29275190601904222,19.73791324276748,0.79,0.59899999999999998,-2.1999999999999999E-2,0.314,0.313,2.5219999999999998,null,2.9566577480938134,22.465451064968615,6.4728805083654715]
[0.7140973160596078,26.535051436834152,0.82899999999999996,0.60699999999999998,-2.1999999999999999E-2,0.314,0.313,2.5219999999999998,null,3.2593208001864356,24.168188275942665,8.7847898153604334]
[3.3108469880428038E-2,7.03434479256922,0.84,0.66300000000000003,-2.1999999999999999E-2,0.314,0.313,2.5219999999999998,null,1.8751154038378284,16.856389370802148,17.800277874569392]
[0.90509907667282652,28.912531979140528,0.80600000000000005,0.77700000000000002,-2.1999999999999999E-2,0.314,0.313,2.5219999999999998,null,3.3467270725285485,32.493523158575442,9.4183603169969281]
[0.46730886850927156,22.925079422851447,0.879,0.50600000000000001,-2.1999999999999999E-2,0.314,0.313,2.5219999999999998,null,3.1100142031549889,18.384606500807681,13.485320786906854]
[0.50789809404901309,23.575099058322628,0.54800000000000004,0.48,-2.1999999999999999E-2,0.314,0.313,2.5219999999999998,null,3.1385975351918716,25.142479038304341,16.133937398099725]
[0.83249315471675722,28.041442108727299,0.86099999999999999,0.35599999999999998,-2.1999999999999999E-2,0.314,0.313,2.5219999999999998,null,3.3155819789186687,14.020724817471152,11.333019048263065]
[0.88987783060677572,28.732895438876774,0.76,0.75900000000000001,-2.1999999999999999E-2,0.314,0.313,2.5219999999999998,null,3.3403832427001725,33.122673995012036,9.1473802204182153]
[0.26459028091990577,19.141282686249873,0.88,0.41,-2.1999999999999999E-2,0.314,0.313,2.5219999999999998,null,{"$f":"-LN(-LN(1-(1/B100057)))","v":2.9251387358016734},{"$f":"D100057*(C100057^((E100057*J100057)+F100057-1))*EXP((G100057*J100057)+H100057)","v":14.039720142182501},16.010982377655175]
[0.4045755276056342,{"$f":"IF($B$13=\"exact vlaue\",$B$15,(IF(A100058<=$B$17,($B$14+(SQRT(A100058*($B$16-$B$14)*($B$15-$B$14)))),($B$16+((SQRT(A100058)-1)*(SQRT(($B$16-$B$14)*($B$16-$B$15))))))))","v":21.862110520960808},{"$f":"IF($C$13=\"exact value\",$C$15,(RANDBETWEEN(($C$14*1000),($C$16*1000))/1000))","v":0.89},{"$f":"IF($D$13=\"exact value\",$D$15,(RANDBETWEEN(($D$14*1000),($D$16*1000))/1000))","v":0.35499999999999998},{"$f":"IF($E$13=\"exact value\",$E$15,(RANDBETWEEN(($E$14*1000),($E$16*1000))/1000))","v":-2.1999999999999999E-2},{"$f":"IF($F$13=\"exact value\",$F$15,(RANDBETWEEN(($F$14*1000),($F$16*1000))/1000))","v":0.314},{"$f":"IF($G$13=\"exact value\",$G$15,(RANDBETWEEN(($G$14*1000),($G$16*1000))/1000))","v":0.313},{"$f":"IF($H$13=\"exact value\",$H$15,(RANDBETWEEN(($H$14*1000),($H$16*1000))/1000))","v":2.5219999999999998},null,3.0614361605325686,12.583456375314336,6.0321584734597211]
[0.8422403442993831,28.160532960844289,0.8,0.36699999999999999,-2.1999999999999999E-2,0.314,0.313,2.5219999999999998,null,3.3198976614133993,15.303918640327929,12.323709785475227]
[0.60984907228843022,25.101408764011836,0.52500000000000002,0.624,-2.1999999999999999E-2,0.314,0.313,2.5219999999999998,null,3.2026659946178357,34.475846784401938,16.087595459507309]
[1.4381606710157313E-2,6.3407836659094805,0.51900000000000002,0.79800000000000004,-2.1999999999999999E-2,0.314,0.313,2.5219999999999998,null,1.7624144492516831,27.752682497509792,13.153744561473969]
[0.35582428692836809,20.977691319861627,0.55200000000000005,0.60099999999999998,-2.1999999999999999E-2,0.314,0.313,2.5219999999999998,null,3.0191372869845798,30.111996244611021,17.400402324699396]
[2.6465076150686051E-2,6.8188277870199139,0.50800000000000001,0.43,-2.1999999999999999E-2,0.314,0.313,2.5219999999999998,null,1.8414409177331021,15.587172489757215,18.450168359705025]
[0.97014608200191954,29.663694018619026,0.57399999999999995,0.39600000000000002,-2.1999999999999999E-2,0.314,0.313,2.5219999999999998,null,3.3728265885029547,21.614438995897938,20.38723214022761]
[0.74955487778755803,26.998489600101312,0.77900000000000003,0.39100000000000001,-2.1999999999999999E-2,0.314,0.313,2.5219999999999998,null,3.2769690371106934,16.411347628968251,8.4274024616741254]
[2.175463373875508E-2,6.6490388768444442,0.90300000000000002,0.58099999999999996,-2.1999999999999999E-2,0.314,0.313,2.5219999999999998,null,1.8140854861346136,13.747689844278392,10.592497021164982]
[0.67037965433468905,25.947510391355099,0.64400000000000002,0.6,-2.1999999999999999E-2,0.314,0.313,2.5219999999999998,null,3.2364892080891519,28.714652595949573,34.504776488362033]
[0.28613791147395928,19.600463804818357,0.91200000000000003,0.68600000000000005,-2.1999999999999999E-2,0.314,0.313,2.5219999999999998,null,2.9494841315593754,23.045700135343544,14.057307627692113]
[0.39637970834298353,21.717312062316537,0.64600000000000002,0.626,-2.1999999999999999E-2,0.314,0.313,2.5219999999999998,null,3.0546322971151354,28.185592011897697,7.281931865821627]
[0.36289288323442626,21.109525925629438,0.93899999999999995,0.59399999999999997,-2.1999999999999999E-2,0.314,0.313,2.5219999999999998,null,3.0255571497702984,19.995146039041522,14.279506982455461]
[0.51468047985731347,23.681148048808737,0.85199999999999998,0.38900000000000001,-2.1999999999999999E-2,0.314,0.313,2.5219999999999998,null,3.1431842554419895,14.622949503012356,5.8394288792647799]
[0.12902875814957038,9.0160421771560486,0.63200000000000001,0.76700000000000002,-2.1999999999999999E-2,0.314,0.313,2.5219999999999998,null,2.1408009184710637,26.132916754201378,27.632743785467522]
[0.42305419752780082,22.183291442104412,0.86499999999999999,0.54200000000000004,-2.1999999999999999E-2,0.314,0.313,2.5219999999999998,null,3.0763647007876838,19.721627990753067,11.488285571760528]
[7.8188159661923495E-2,8.1262629380364721,0.93,0.63300000000000001,-2.1999999999999999E-2,0.314,0.313,2.5219999999999998,null,2.0301624322575744,15.692466339747307,12.665922000260338]
[0.11122372766860733,8.7286681212701023,0.54400000000000004,0.77400000000000002,-2.1999999999999999E-2,0.314,0.313,2.5219999999999998,null,2.1063914747414541,29.106761717992626,17.923039926176095]
[0.24533939964346219,18.714955638906403,0.67700000000000005,0.46500000000000002,-2.1999999999999999E-2,0.314,0.313,2.5219999999999998,null,2.9019917460286244,19.242235403954506,5.8649769400629559]
[0.79296786259144492,27.551224485914027,0.54400000000000004,0.63200000000000001,-2.1999999999999999E-2,0.314,0.313,2.5219999999999998,null,3.2976183755784438,35.061267244082877,24.701065413562326]
[0.21354636038663877,17.972431092176585,0.54700000000000004,0.628,-2.1999999999999999E-2,0.314,0.313,2.5219999999999998,null,2.8603512074444195,30.081421742115975,13.657939408838008]
[0.8199458772134196,27.887108711814921,0.88800000000000001,0.76900000000000002,-2.1999999999999999E-2,0.314,0.313,2.5219999999999998,null,3.3099612985079929,29.532424596526393,15.497668154747098]
[0.61400015105555494,25.160737848236174,0.82199999999999995,0.64400000000000002,-2.1999999999999999E-2,0.314,0.313,2.5219999999999998,null,3.205075366577403,25.366250796401044,15.578267196180821]
[0.88319493847419139,28.653540868106994,0.82,0.36,-2.1999999999999999E-2,0.314,0.313,2.5219999999999998,null,3.3375679817218038,14.816129696665095,8.5819874561365648]
[0.52894684101803391,23.901959017923041,0.96499999999999997,0.32200000000000001,-2.1999999999999999E-2,0.314,0.313,2.5219999999999998,null,3.1526675426213182,11.050685977967031,14.415320131145881]
[0.36035379983706395,21.062319141731997,0.68,0.308,-2.1999999999999999E-2,0.314,0.313,2.5219999999999998,null,3.0232630879033637,13.208247082547041,10.631871462129407]
[7.7601892819061269E-2,8.1145202844712152,0.51900000000000002,0.51500000000000001,-2.1999999999999999E-2,0.314,0.313,2.5219999999999998,null,2.0286170412665405,19.541749602216267,7.6473247277594538]
[0.2208862754964207,18.148513236276106,0.56599999999999995,0.59699999999999998,-2.1999999999999999E-2,0.314,0.313,2.5219999999999998,null,2.870383902333729,27.965685054965395,17.129401407896072]
[0.47361401421377514,23.027855148993002,0.85599999999999998,0.75600000000000001,-2.1999999999999999E-2,0.314,0.313,2.5219999999999998,null,3.1145883128373857,28.063473479981688,14.74368272724336]
[0.86015546994518866,28.377635850254659,0.67300000000000004,0.38800000000000001,-2.1999999999999999E-2,0.314,0.313,2.5219999999999998,null,3.3277175423393599,18.494627421462248,13.626297441596295]
[0.7596737396269907,27.128724264466605,0.56299999999999994,0.66300000000000003,-2.1999999999999999E-2,0.314,0.313,2.5219999999999998,null,3.2818729530752675,35.652314806451194,30.416959351510762]
[0.72730566309752298,26.709003797331285,0.59,0.7,-2.1999999999999999E-2,0.314,0.313,2.5219999999999998,null,3.2659816730797697,36.141602869347977,17.589223631350226]
[0.89621554960812211,28.807876500857599,0.56299999999999994,0.41799999999999998,-2.1999999999999999E-2,0.314,0.313,2.5219999999999998,null,3.3430360804334254,22.929804833156322,9.1944352993171279]
[0.56911521550666178,24.508155625032863,0.66,0.70399999999999996,-2.1999999999999999E-2,0.314,0.313,2.5219999999999998,null,3.1782489855028144,32.456867629703595,13.718874042351267]
[0.39720159536042188,21.731899750419402,0.81499999999999995,0.312,-2.1999999999999999E-2,0.314,0.313,2.5219999999999998,null,3.0553198523226976,11.794655403976066,22.787088336092118]
[0.92018505786413063,29.089087797916857,0.623,0.50800000000000001,-2.1999999999999999E-2,0.314,0.313,2.5219999999999998,null,3.3529231287146688,25.886412949352064,29.575497588456621]
[0.24363893900761646,18.676505985140793,0.61699999999999999,0.79600000000000004,-2.1999999999999999E-2,0.314,0.313,2.5219999999999998,null,2.8998775667966941,35.28903874772795,17.280034900776254]
[0.54281256726577432,24.113733223130055,0.69599999999999995,0.43,-2.1999999999999999E-2,0.314,0.313,2.5219999999999998,null,3.1616789822018596,18.943361064334383,10.092926933619193]
[0.91724949734916661,29.054846104012952,0.66300000000000003,0.74299999999999999,-2.1999999999999999E-2,0.314,0.313,2.5219999999999998,null,3.3517244471303376,36.099096408463282,19.610346138190284]
[4.4673085088367537E-2,7.3630775772381956,0.98899999999999999,0.63900000000000001,-2.1999999999999999E-2,0.314,0.313,2.5219999999999998,null,1.9243826687776211,14.651416812095393,20.97378241958975]
[0.20599597000436654,17.788112517791589,0.56899999999999995,0.376,-2.1999999999999999E-2,0.314,0.313,2.5219999999999998,null,2.8497402067137818,17.426158208650943,16.723099000679181]
[{"$f":"RAND()","v":0.43219751302514098},22.339618062548475,0.92,0.42799999999999999,-2.1999999999999999E-2,0.314,0.313,2.5219999999999998,null,3.0835509086599791,14.900214164949089,12.797623091748882]
[0.34352126299876795,20.745068257807553,0.93,0.58499999999999996,-2.1999999999999999E-2,0.314,0.313,2.5219999999999998,null,3.0077078472300576,19.724363380306325,22.132828161526103]
[0.28520711143905841,19.580993295369137,0.90900000000000003,0.40300000000000002,-2.1999999999999999E-2,0.314,0.313,2.5219999999999998,null,2.9484637713199402,13.567683157345714,15.501777965648397]
[4.6901563482824593E-2,7.4213003604165007,0.81899999999999995,0.33700000000000002,-2.1999999999999999E-2,0.314,0.313,2.5219999999999998,null,1.9328601429251799,8.8886743271344848,16.976537402813548]
[4.3716950321064929E-2,7.3376524100330052,0.63600000000000001,0.79800000000000004,-2.1999999999999999E-2,0.314,0.313,2.5219999999999998,null,1.9206579160859947,25.206343755772387,11.015907634362554]
[0.75355881492630272,27.050126685918435,0.94699999999999995,0.30599999999999999,-2.1999999999999999E-2,0.314,0.313,2.5219999999999998,null,3.2789162825709512,11.08303790516597,12.01901948548568]
[0.6520398493325531,25.695342064440506,0.60699999999999998,0.311,-2.1999999999999999E-2,0.314,0.313,2.5219999999999998,null,3.2265278424577031,15.515617824044215,7.1297222496016621]
[9.7546701693273286E-2,8.4918960052755246,0.82099999999999995,0.38500000000000001,-2.1999999999999999E-2,0.314,0.313,2.5219999999999998,null,2.0771210852174753,10.611529253174439,7.7684659670242047]
[0.17907770765864039,9.7312486150412809,0.68899999999999995,0.70799999999999996,-2.1999999999999999E-2,0.314,0.313,2.5219999999999998,null,2.2216151641488397,23.238393230093969,6.321503492999839]
[5.0000951717461883E-2,7.5000237928233275,0.69599999999999995,0.308,-2.1999999999999999E-2,0.314,0.313,2.5219999999999998,null,1.9442091075561085,9.1796882076354027,13.346167851207168]
[0.8348050512652877,28.069751586885872,0.53500000000000003,0.40100000000000002,-2.1999999999999999E-2,0.314,0.313,2.5219999999999998,null,3.3166095631308625,22.669697074449115,6.7830387499536196]
[0.44225485663825903,22.509674232863837,0.58499999999999996,0.435,-2.1999999999999999E-2,0.314,0.313,2.5219999999999998,null,3.0913100310933785,21.358027589875388,18.472280371773483]
[0.51730041500780366,23.721925968596697,0.93500000000000005,0.33700000000000002,-2.1999999999999999E-2,0.314,0.313,2.5219999999999998,null,3.14494235278839,11.815945091272164,31.260236743754565]
[0.72708831457757617,26.706154185803985,0.874,0.52900000000000003,-2.1999999999999999E-2,0.314,0.313,2.5219999999999998,null,3.2658729143412839,20.277555690263704,24.944425416334614]
[0.39951230659507675,21.772831936446586,0.68799999999999994,0.58299999999999996,-2.1999999999999999E-2,0.314,0.313,2.5219999999999998,null,3.0572465700588727,25.054258923327804,17.078781009870603]
[0.22900969136578286,18.340013926014734,0.90600000000000003,0.32100000000000001,-2.1999999999999999E-2,0.314,0.313,2.5219999999999998,null,2.881181983181702,10.606554651286094,15.127061260613463]
[0.86696677138216172,28.459584048764778,0.95499999999999996,0.65400000000000003,-2.1999999999999999E-2,0.314,0.313,2.5219999999999998,null,3.3306534257921929,23.92219232805196,13.76737941691602]
[0.33668477316988465,20.614002748476132,0.502,0.51600000000000001,-2.1999999999999999E-2,0.314,0.313,2.5219999999999998,null,3.0012101930610067,27.60490032446879,13.924002615538905]
[1.1742033882217173E-3,5.3831128078356487,0.89,0.68600000000000005,-2.1999999999999999E-2,0.314,0.313,2.5219999999999998,null,1.5822720828061894,15.24683970479416,14.372639446173551]
[0.20175025713278549,17.682981338679362,0.52800000000000002,0.57899999999999996,-2.1999999999999999E-2,0.314,0.313,2.5219999999999998,null,2.8436370912680919,28.323169951724804,10.391128871275253]
[0.37245517712027565,21.285843172630109,0.94199999999999995,0.41399999999999998,-2.1999999999999999E-2,0.314,0.313,2.5219999999999998,null,3.0340792115614681,13.93988685184317,40.51158790005757]
[7.5384283299044896E-2,8.0696963062134692,0.74399999999999999,0.58899999999999997,-2.1999999999999999E-2,0.314,0.313,2.5219999999999998,null,2.0226958653691525,17.146494691475219,12.420023191227781]
[0.85552454026876923,28.321734739134264,0.76200000000000001,0.63900000000000001,-2.1999999999999999E-2,0.314,0.313,2.5219999999999998,null,{"$f":"-LN(-LN(1-(1/B100121)))","v":3.3257098663083404},{"$f":"D100121*(C100121^((E100121*J100121)+F100121-1))*EXP((G100121*J100121)+H100121)","v":27.700326515652137},14.074762969885784]
[0.50211604949468658,{"$f":"IF($B$13=\"exact vlaue\",$B$15,(IF(A100122<=$B$17,($B$14+(SQRT(A100122*($B$16-$B$14)*($B$15-$B$14)))),($B$16+((SQRT(A100122)-1)*(SQRT(($B$16-$B$14)*($B$16-$B$15))))))))","v":23.484130881723225},{"$f":"IF($C$13=\"exact value\",$C$15,(RANDBETWEEN(($C$14*1000),($C$16*1000))/1000))","v":0.71},{"$f":"IF($D$13=\"exact value\",$D$15,(RANDBETWEEN(($D$14*1000),($D$16*1000))/1000))","v":0.373},{"$f":"IF($E$13=\"exact value\",$E$15,(RANDBETWEEN(($E$14*1000),($E$16*1000))/1000))","v":-2.1999999999999999E-2},{"$f":"IF($F$13=\"exact value\",$F$15,(RANDBETWEEN(($F$14*1000),($F$16*1000))/1000))","v":0.314},{"$f":"IF($G$13=\"exact value\",$G$15,(RANDBETWEEN(($G$14*1000),($G$16*1000))/1000))","v":0.313},{"$f":"IF($H$13=\"exact value\",$H$15,(RANDBETWEEN(($H$14*1000),($H$16*1000))/1000))","v":2.5219999999999998},null,3.1346462362378005,16.047204430420425,10.763471731561866]
[0.82063386793128879,27.895601570936364,0.91900000000000004,0.51500000000000001,-2.1999999999999999E-2,0.314,0.313,2.5219999999999998,null,3.3102714235920732,19.271435372915985,16.403401268036056]
[0.72407188894185526,26.666562391719999,0.92,0.56699999999999995,-2.1999999999999999E-2,0.314,0.313,2.5219999999999998,null,3.2643606220594839,20.895562404448039,6.6578383014064428]
[0.83776139067453692,28.10589530089764,0.60699999999999998,0.69099999999999995,-2.1999999999999999E-2,0.314,0.313,2.5219999999999998,null,3.3179199831586716,35.509615825174329,17.037839034631752]
[0.19293456000845111,9.9108879035319468,0.55900000000000005,0.52600000000000002,-2.1999999999999999E-2,0.314,0.313,2.5219999999999998,null,2.2409252231227024,20.259229835075011,13.012089216177184]
[0.91364437785169261,29.012719321211538,0.58699999999999997,0.755,-2.1999999999999999E-2,0.314,0.313,2.5219999999999998,null,3.3502477618700079,40.217742474277905,11.812179475623969]
[0.33522248401634824,20.585796270945036,0.91400000000000003,0.78400000000000003,-2.1999999999999999E-2,0.314,0.313,2.5219999999999998,null,2.9998062992472216,26.714757014216762,8.2154082610848924]
[2.0101483625593386E-2,6.5851452467200513,0.53300000000000003,0.70599999999999996,-2.1999999999999999E-2,0.314,0.313,2.5219999999999998,null,1.8035934954995418,24.410333651118403,12.340181915403065]
[0.68482622513560576,26.143728147651313,0.63300000000000001,0.52500000000000002,-2.1999999999999999E-2,0.314,0.313,2.5219999999999998,null,3.2441722808897513,25.518496908528178,21.567396644825585]
[0.79621146379581564,27.591907322867577,0.85299999999999998,0.32800000000000001,-2.1999999999999999E-2,0.314,0.313,2.5219999999999998,null,3.2991215061860015,12.942215010117387,11.35824726395898]
[7.173442384838713E-2,7.9944620520301122,0.89200000000000002,0.375,-2.1999999999999999E-2,0.314,0.313,2.5219999999999998,null,2.0126778134965115,9.5314976468346053,8.3382811620169441]
[0.22718092645216581,18.297202905257265,0.621,0.41799999999999998,-2.1999999999999999E-2,0.314,0.313,2.5219999999999998,null,2.8787781181580092,18.316167392189886,9.8593727902550032]
[0.86919501305821756,28.486322564166091,0.91500000000000004,0.59199999999999997,-2.1999999999999999E-2,0.314,0.313,2.5219999999999998,null,3.3316094998230517,22.376118731618199,13.079767380052788]
[0.79824809518011752,27.617409412661136,0.88,0.55700000000000005,-2.1999999999999999E-2,0.314,0.313,2.5219999999999998,null,3.3000625945583932,21.47102012438198,14.04653727139207]
[0.70808556533910227,26.455344849495745,0.63500000000000001,0.66900000000000004,-2.1999999999999999E-2,0.314,0.313,2.5219999999999998,null,3.2562538370292011,32.567094275412522,14.148828536938344]
[0.202913911148768,17.711904579296885,0.66,0.69699999999999995,-2.1999999999999999E-2,0.314,0.313,2.5219999999999998,null,2.8453198739201087,28.866128472502233,9.2659651129584955]
[0.83026079773694172,28.014069275443703,0.626,0.79300000000000004,-2.1999999999999999E-2,0.314,0.313,2.5219999999999998,null,3.3145873879323342,39.766151272107088,14.373557695274895]
[0.22626448557750922,18.275684396501433,0.876,0.52400000000000002,-2.1999999999999999E-2,0.314,0.313,2.5219999999999998,null,2.877567653819129,17.736331422689918,11.451265995946917]
[0.74821566230301018,26.981187537945416,0.93799999999999994,0.38400000000000001,-2.1999999999999999E-2,0.314,0.313,2.5219999999999998,null,3.2763157234452782,13.997730203156788,6.6739874043802159]
[0.78540697329779841,27.456067855450929,0.91300000000000003,0.52,-2.1999999999999999E-2,0.314,0.313,2.5219999999999998,null,3.2940937224959197,19.456094375042539,13.198102734948476]
[0.59869157657401817,24.940932528108686,0.59699999999999998,0.48899999999999999,-2.1999999999999999E-2,0.314,0.313,2.5219999999999998,null,3.196119761192604,24.462189739672962,8.2141142885066714]
[0.53602912225764421,24.010470493960668,0.92900000000000005,0.754,-2.1999999999999999E-2,0.314,0.313,2.5219999999999998,null,3.1572950818326486,26.669150918071221,20.411302382326461]
[0.22053730771362623,18.140208466327838,0.97399999999999998,0.32400000000000001,-2.1999999999999999E-2,0.314,0.313,2.5219999999999998,null,2.8699129745841923,10.104756697247874,5.5782700843959443]
[0.39980746826886393,21.778051926764888,0.64500000000000002,0.497,-2.1999999999999999E-2,0.314,0.313,2.5219999999999998,null,3.0574920132941625,22.424186046101884,8.7577342204162978]
[0.71572202197981072,26.556534898148502,0.81,0.42299999999999999,-2.1999999999999999E-2,0.314,0.313,2.5219999999999998,null,3.2601458371582392,17.145071616688906,15.218738420358754]
[0.28830399953940544,19.645651878329971,0.80700000000000005,0.72799999999999998,-2.1999999999999999E-2,0.314,0.313,2.5219999999999998,null,2.9518482253144445,26.829436972420275,8.2255704816606521]
[0.48793160560175797,23.258724912789631,0.68700000000000006,0.309,-2.1999999999999999E-2,0.314,0.313,2.5219999999999998,null,3.1247876631431937,13.58534682421152,15.121038466193227]
[0.62409071958153195,25.304125907227029,0.97099999999999997,0.60699999999999998,-2.1999999999999999E-2,0.314,0.313,2.5219999999999998,null,3.2108745352338746,21.116278471045256,18.532775620157039]
[0.44284458683909045,22.519585458510047,0.94899999999999995,0.55100000000000005,-2.1999999999999999E-2,0.314,0.313,2.5219999999999998,null,3.0917603968651326,18.787105577378849,4.9236083756068849]
[0.21169319985869806,17.927497902771329,0.86699999999999999,0.59799999999999998,-2.1999999999999999E-2,0.314,0.313,2.5219999999999998,null,2.8577748225064821,20.271077186021795,18.367405700425206]
[0.79914201213885505,27.628592499635502,0.98399999999999999,0.59799999999999998,-2.1999999999999999E-2,0.314,0.313,2.5219999999999998,null,3.3004749980929282,21.181328597023235,15.545476805901847]
[4.9070664695800015E-2,7.4766576442808965,0.747,0.54400000000000004,-2.1999999999999999E-2,0.314,0.313,2.5219999999999998,null,1.9408540524333977,15.382576987282869,23.955396175016915]
[0.93461165244310573,29.256577826778347,0.92500000000000004,0.57999999999999996,-2.1999999999999999E-2,0.314,0.313,2.5219999999999998,null,3.3587657488068574,21.92897719040629,28.073880456413399]
[0.73401323252272221,26.796736967907737,0.63400000000000001,0.68500000000000005,-2.1999999999999999E-2,0.314,0.313,2.5219999999999998,null,3.2693243351779393,33.527076091339126,10.539814276393527]
[0.89042204411902293,28.739344444407905,0.97799999999999998,0.78,-2.1999999999999999E-2,0.314,0.313,2.5219999999999998,null,3.3406116860581117,28.107754324569228,17.109697105382544]
[0.59439862813530353,24.878789882379959,0.83099999999999996,0.32800000000000001,-2.1999999999999999E-2,0.314,0.313,2.5219999999999998,null,3.1935732465904287,12.76681845852926,14.243216298264777]
[0.61525512029299101,25.1786349250266,0.70699999999999996,0.67700000000000005,-2.1999999999999999E-2,0.314,0.313,2.5219999999999998,null,3.2058010337081009,29.893422256225428,12.451623841697335]
[0.75687530228106414,27.092794237129912,0.88700000000000001,0.57599999999999996,-2.1999999999999999E-2,0.314,0.313,2.5219999999999998,null,3.280522428215221,21.934669569957112,8.4750429674680063]
[0.74680883356532846,26.962995258045485,0.65200000000000002,0.42099999999999999,-2.1999999999999999E-2,0.314,0.313,2.5219999999999998,null,3.2756283350403619,20.214117471641156,9.7815994337812491]
[0.54366599684112416,24.126678971040295,0.59099999999999997,0.39100000000000001,-2.1999999999999999E-2,0.314,0.313,2.5219999999999998,null,3.1622272253878054,19.494118485215495,8.3660607797400246]
[0.59467690322407318,24.88282484593217,0.58499999999999996,0.53400000000000003,-2.1999999999999999E-2,0.314,0.313,2.5219999999999998,null,3.193738790546838,27.105748882022745,12.665953202376535]
[{"$f":"RAND()","v":6.3904995895262551E-2},7.8263270311320703,0.81399999999999995,0.57099999999999995,-2.1999999999999999E-2,0.314,0.313,2.5219999999999998,null,1.9899186086449347,15.404552741219247,23.164840044831838]
[0.84328779012266974,28.173289521300735,0.65400000000000003,0.52300000000000002,-2.1999999999999999E-2,0.314,0.313,2.5219999999999998,null,3.3203588382647733,25.417212874342031,9.5120274946012273]
[0.72102504559422786,26.626487543933958,0.70299999999999996,0.38600000000000001,-2.1999999999999999E-2,0.314,0.313,2.5219999999999998,null,3.2628275453409867,17.433407547059065,17.892974460075155]
[0.31759752937523145,20.240858412366997,0.874,0.753,-2.1999999999999999E-2,0.314,0.313,2.5219999999999998,null,2.9824766206391025,26.391678160650009,26.508951021889875]
[0.93971526991824994,29.315519960175354,0.90700000000000003,0.47499999999999998,-2.1999999999999999E-2,0.314,0.313,2.5219999999999998,null,3.3608137552066921,18.241038509799267,14.906977576621994]
[0.62839715607685676,25.364967689578069,0.73699999999999999,0.35699999999999998,-2.1999999999999999E-2,0.314,0.313,2.5219999999999998,null,3.2133250836767622,15.312497510718654,23.637859983345887]
[0.85987206983517284,28.37421918587448,0.55200000000000005,0.35099999999999998,-2.1999999999999999E-2,0.314,0.313,2.5219999999999998,null,3.3275949492023833,19.447032873163117,11.401807623470551]
[0.33766419132488334,20.632860761070077,0.86399999999999999,0.41399999999999998,-2.1999999999999999E-2,0.314,0.313,2.5219999999999998,null,3.0021476961554856,14.72753805596202,17.167529107412729]
[0.47562306647001751,23.060459392878407,0.71399999999999997,0.75,-2.1999999999999999E-2,0.314,0.313,2.5219999999999998,null,3.1160350267529826,31.938904093274363,16.468584654677624]
[0.41106183722788769,21.975669781773654,0.55100000000000005,0.71699999999999997,-2.1999999999999999E-2,0.314,0.313,2.5219999999999998,null,3.0667399274955995,36.53580271845307,18.475089907634036]
[0.35829663389831412,21.023950102184251,0.87,0.63600000000000001,-2.1999999999999999E-2,0.314,0.313,2.5219999999999998,null,3.0213946188437188,22.644804025976981,4.4439425780069106]
[0.82034590880217007,27.89204731053518,0.60299999999999998,0.73199999999999998,-2.1999999999999999E-2,0.314,0.313,2.5219999999999998,null,3.3101416479912356,37.710599195080086,21.517464452357874]
[0.71788669940863481,26.585120543392389,0.53800000000000003,0.75600000000000001,-2.1999999999999999E-2,0.314,0.313,2.5219999999999998,null,3.2612425671951426,41.795141817200275,12.044331731059023]
[0.98130440880387348,29.789990743113666,0.89200000000000002,0.56100000000000005,-2.1999999999999999E-2,0.314,0.313,2.5219999999999998,null,3.3771486965132609,21.931125745592347,13.859374461849246]
[0.83710341187154891,28.097856485834022,0.70699999999999996,0.71199999999999997,-2.1999999999999999E-2,0.314,0.313,2.5219999999999998,null,3.3176286778054496,32.58656772839457,4.7827911941405512]
[0.7380465391477895,26.849298610567629,0.63700000000000001,0.32600000000000001,-2.1999999999999999E-2,0.314,0.313,2.5219999999999998,null,3.2713216102401734,15.909221702572371,13.682890684407223]
[8.7600069237164901E-2,8.309079729266978,0.82099999999999995,0.72499999999999998,-2.1999999999999999E-2,0.314,0.313,2.5219999999999998,null,2.0539181612165511,19.836153375980984,10.305537899562339]
[0.15870394487592221,9.4539862044566636,0.71199999999999997,0.71599999999999997,-2.1999999999999999E-2,0.314,0.313,2.5219999999999998,null,2.1910580042779206,22.717107599812618,7.5396050256380986]
[0.82862098865019829,27.993938726096619,0.52,0.41699999999999998,-2.1999999999999999E-2,0.314,0.313,2.5219999999999998,null,3.3138553131875028,24.066855461274887,19.047332726467626]
[0.83423898630436677,28.062823674512998,0.59699999999999998,0.72399999999999998,-2.1999999999999999E-2,0.314,0.313,2.5219999999999998,null,3.3163581896991485,37.658424937147359,9.1481607900831801]
[0.7960175854382302,27.589477936637245,0.83099999999999996,0.39500000000000002,-2.1999999999999999E-2,0.314,0.313,2.5219999999999998,null,3.2990318097677234,15.897465459035043,17.367392382337201]
[0.50072895986410393,23.462230195423217,0.75800000000000001,0.58299999999999996,-2.1999999999999999E-2,0.314,0.313,2.5219999999999998,null,3.1336926196102408,23.865900799499421,13.331623560401042]
[0.18943097926940866,9.8660941635644583,0.77300000000000002,0.372,-2.1999999999999999E-2,0.314,0.313,2.5219999999999998,null,{"$f":"-LN(-LN(1-(1/B100185)))","v":2.2361450371747691},{"$f":"D100185*(C100185^((E100185*J100185)+F100185-1))*EXP((G100185*J100185)+H100185)","v":11.272287255548203},10.749124759664296]
[0.680181596779595,{"$f":"IF($B$13=\"exact vlaue\",$B$15,(IF(A100186<=$B$17,($B$14+(SQRT(A100186*($B$16-$B$14)*($B$15-$B$14)))),($B$16+((SQRT(A100186)-1)*(SQRT(($B$16-$B$14)*($B$16-$B$15))))))))","v":26.080871092263713},{"$f":"IF($C$13=\"exact value\",$C$15,(RANDBETWEEN(($C$14*1000),($C$16*1000))/1000))","v":0.77},{"$f":"IF($D$13=\"exact value\",$D$15,(RANDBETWEEN(($D$14*1000),($D$16*1000))/1000))","v":0.55400000000000005},{"$f":"IF($E$13=\"exact value\",$E$15,(RANDBETWEEN(($E$14*1000),($E$16*1000))/1000))","v":-2.1999999999999999E-2},{"$f":"IF($F$13=\"exact value\",$F$15,(RANDBETWEEN(($F$14*1000),($F$16*1000))/1000))","v":0.314},{"$f":"IF($G$13=\"exact value\",$G$15,(RANDBETWEEN(($G$14*1000),($G$16*1000))/1000))","v":0.313},{"$f":"IF($H$13=\"exact value\",$H$15,(RANDBETWEEN(($H$14*1000),($H$16*1000))/1000))","v":2.5219999999999998},null,3.241717481312183,23.196540787305864,13.857774673591949]
[0.57698808867247675,24.624432657254012,0.98599999999999999,0.63900000000000001,-2.1999999999999999E-2,0.314,0.313,2.5219999999999998,null,3.1830819161782653,21.782632848546132,11.530799972360102]
[0.89160595500304263,28.753367148827987,0.84899999999999998,0.496,-2.1999999999999999E-2,0.314,0.313,2.5219999999999998,null,3.3411082327577999,19.903894660249886,19.521368398629324]
[0.40608191736588894,21.888564369269702,0.67600000000000005,0.70599999999999996,-2.1999999999999999E-2,0.314,0.313,2.5219999999999998,null,3.0626741997443871,30.798674652515082,8.9409480767336653]
[0.55014462957879062,24.224624406397005,0.76300000000000001,0.67800000000000005,-2.1999999999999999E-2,0.314,0.313,2.5219999999999998,null,3.1663654307632876,27.906743151998029,7.9095911849843521]
[0.21071387021507582,17.903672864479077,0.81499999999999995,0.54800000000000004,-2.1999999999999999E-2,0.314,0.313,2.5219999999999998,null,2.8564060403001519,19.448372020415192,9.5133989284182086]
[0.48957016731526359,23.284929310545298,0.73699999999999999,0.4,-2.1999999999999999E-2,0.314,0.313,2.5219999999999998,null,3.1259387708815605,16.684155409991337,5.8679229420425134]
[0.70114104092134277,26.362848750914928,0.95699999999999996,0.42899999999999999,-2.1999999999999999E-2,0.314,0.313,2.5219999999999998,null,3.2526829225292979,15.288295623736399,8.3120563459731294]
[0.61500768026378538,25.175107636233246,0.50700000000000001,0.71099999999999997,-2.1999999999999999E-2,0.314,0.313,2.5219999999999998,null,3.205658055511718,40.372668855139274,15.199016743069462]
[0.47712793076599291,23.084836253383816,0.59,0.48499999999999999,-2.1999999999999999E-2,0.314,0.313,2.5219999999999998,null,3.1171153094115436,23.859679666330194,13.859198569776867]
[0.86551535008449221,28.442148759656856,0.56899999999999995,0.61399999999999999,-2.1999999999999999E-2,0.314,0.313,2.5219999999999998,null,3.3300295091672982,33.270358528690899,18.431320214719896]
[0.97260448650687348,29.6915818607944,0.84799999999999998,0.51500000000000001,-2.1999999999999999E-2,0.314,0.313,2.5219999999999998,null,3.3737825707994249,20.89995692401407,15.871073583234921]
[0.50312829277196247,23.500094051836065,0.80100000000000005,0.64200000000000002,-2.1999999999999999E-2,0.314,0.313,2.5219999999999998,null,3.1353407442195,25.222082609308735,9.3326782685301204]
[0.55664564014670648,24.322330147475721,0.74099999999999999,0.61399999999999999,-2.1999999999999999E-2,0.314,0.313,2.5219999999999998,null,3.1704765122608332,25.871410618065013,14.799477702589245]
[4.5170536364788072E-3,5.7514197924994068,0.76300000000000001,0.38900000000000001,-2.1999999999999999E-2,0.314,0.313,2.5219999999999998,null,1.6554647427243863,9.8887447008246578,13.235877133427168]
[0.11267985994126806,8.7529964685113288,0.82599999999999996,0.79,-2.1999999999999999E-2,0.314,0.313,2.5219999999999998,null,2.1093509164099893,21.900545626932125,22.853084583329633]
[0.41281329503600239,22.006179572751048,0.89100000000000001,0.66600000000000004,-2.1999999999999999E-2,0.314,0.313,2.5219999999999998,null,3.0681600995680727,23.63740758246912,9.700413046386851]
[0.44078030667485768,22.484863439631496,0.50800000000000001,0.47199999999999998,-2.1999999999999999E-2,0.314,0.313,2.5219999999999998,null,3.0901817389556396,25.767247847804555,16.28856485670979]
[0.75633060409565944,27.08579296552319,0.56299999999999994,0.30499999999999999,-2.1999999999999999E-2,0.314,0.313,2.5219999999999998,null,3.2802590544398558,16.392522982339067,13.770000041673532]
[0.35468625941103826,20.956344280905853,0.88900000000000001,0.313,-2.1999999999999999E-2,0.314,0.313,2.5219999999999998,null,3.0180938746606762,10.953258354206229,14.022769351510401]
[0.38417942006611228,21.498963439495618,0.503,0.52100000000000002,-2.1999999999999999E-2,0.314,0.313,2.5219999999999998,null,3.044284046905366,28.226840082685868,19.446644545316104]
[0.927193405136163,29.170616111875272,0.97199999999999998,0.64800000000000002,-2.1999999999999999E-2,0.314,0.313,2.5219999999999998,null,3.3557713778474421,23.572258782969151,9.8782912795922417]
[6.2985060357018341E-2,7.8059102880575661,0.77700000000000002,0.58299999999999996,-2.1999999999999999E-2,0.314,0.313,2.5219999999999998,null,1.9871192297493872,16.256919344063522,18.715650280004251]
[0.83638936063442837,28.0891290338202,0.96199999999999997,0.55100000000000005,-2.1999999999999999E-2,0.314,0.313,2.5219999999999998,null,3.3173123219493772,19.959432419116634,17.435834474398796]
[0.21522447781985066,18.012952130459581,0.83,0.42299999999999999,-2.1999999999999999E-2,0.314,0.313,2.5219999999999998,null,2.8626689263923368,14.837965940229408,7.9365264835132328]
[0.76723629013592043,27.225492517411872,0.86099999999999999,0.316,-2.1999999999999999E-2,0.314,0.313,2.5219999999999998,null,3.2855011959489815,12.327514738129963,10.621159524988038]
[0.80651179096575276,27.720552644424881,0.98799999999999999,0.34899999999999998,-2.1999999999999999E-2,0.314,0.313,2.5219999999999998,null,3.3038598165118955,12.336767745557333,13.493465232079695]
[2.1257058386308314E-2,6.6300712555862518,0.65300000000000002,0.44800000000000001,-2.1999999999999999E-2,0.314,0.313,2.5219999999999998,null,1.8109823316007825,13.399444596896782,8.1918511558557316]
[0.34952628077712455,20.859121297202933,0.872,0.34799999999999998,-2.1999999999999999E-2,0.314,0.313,2.5219999999999998,null,3.0133279314604948,12.337671763482268,12.197233261621287]
[0.2125728887384597,17.948851949053871,0.76,0.56999999999999995,-2.1999999999999999E-2,0.314,0.313,2.5219999999999998,null,2.8590000517059448,21.333386848566207,13.622841457058433]
[0.87791474045651796,28.590629736062716,0.72499999999999998,0.49299999999999999,-2.1999999999999999E-2,0.314,0.313,2.5219999999999998,null,3.3353304371240649,22.262766432692974,14.551956010238527]
[0.95195908069030544,29.456275565863777,0.80600000000000005,0.39800000000000002,-2.1999999999999999E-2,0.314,0.313,2.5219999999999998,null,3.3656875523894034,16.7446202963941,13.725160996117532]
[0.5037201234079689,23.509419837291386,0.96499999999999997,0.52900000000000003,-2.1999999999999999E-2,0.314,0.313,2.5219999999999998,null,3.135746257034715,18.058559204653214,19.735060183073891]
[0.26701296284826814,19.193820708542447,0.95899999999999996,0.63,-2.1999999999999999E-2,0.314,0.313,2.5219999999999998,null,2.9279544880206916,20.243420391562026,14.054594866567452]
[0.95365583159859912,29.475709940321337,0.58499999999999996,0.38800000000000001,-2.1999999999999999E-2,0.314,0.313,2.5219999999999998,null,3.3663586233532334,20.83056600221397,13.749146461596906]
[0.97371554069251787,29.704173959986591,0.92400000000000004,0.68500000000000005,-2.1999999999999999E-2,0.314,0.313,2.5219999999999998,null,3.3742139227560348,26.046509021647928,5.2084985422183916]
[0.51770120165704181,23.728154888473568,0.58499999999999996,0.42799999999999999,-2.1999999999999999E-2,0.314,0.313,2.5219999999999998,null,3.1452106341437029,21.385465045271058,11.926745753140752]
[2.3881387638782892E-2,6.7277654513410843,0.68500000000000005,0.77900000000000003,-2.1999999999999999E-2,0.314,0.313,2.5219999999999998,null,1.8268629742000733,22.619410074397493,28.857191775870213]
[7.5602741294111819E-4,5.3074140963222733,0.85399999999999998,0.45700000000000002,-2.1999999999999999E-2,0.314,0.313,2.5219999999999998,null,1.5665365642062816,10.412016765653298,17.230228209977618]
[0.14993148731212103,9.329138010506842,0.71299999999999997,0.54100000000000004,-2.1999999999999999E-2,0.314,0.313,2.5219999999999998,null,2.1769868898262006,17.06992177122239,15.582718833291903]
[0.2886643968548569,19.6531538524263,0.69199999999999995,0.75,-2.1999999999999999E-2,0.314,0.313,2.5219999999999998,null,2.9522401636919975,31.026621325642406,13.738710065718447]
[{"$f":"RAND()","v":0.77023767922187669},27.263765175393395,0.61199999999999999,0.59899999999999998,-2.1999999999999999E-2,0.314,0.313,2.5219999999999998,null,3.2869325706514525,30.285380304863356,8.1905108733403349]
[0.75639465996465793,27.086616437646395,0.80400000000000005,0.62,-2.1999999999999999E-2,0.314,0.313,2.5219999999999998,null,3.2802900354077429,25.43416966922133,15.442441487928221]
[0.44202742479271473,22.505850162965345,0.99299999999999999,0.67900000000000005,-2.1999999999999999E-2,0.314,0.313,2.5219999999999998,null,3.0911362112218979,22.369268556556822,5.6327275188086032]
[0.83511264457799017,28.073515151374785,0.75900000000000001,0.65300000000000002,-2.1999999999999999E-2,0.314,0.313,2.5219999999999998,null,3.3167460943914882,28.311032668271661,11.849998230776462]
[7.2340942228613536E-2,8.007094574265448,0.82199999999999995,0.30599999999999999,-2.1999999999999999E-2,0.314,0.313,2.5219999999999998,null,2.014366983790461,8.2604536662636345,24.786209468252924]
[0.14184729546208374,9.2108089404246858,0.61199999999999999,0.39300000000000002,-2.1999999999999999E-2,0.314,0.313,2.5219999999999998,null,2.163464838849642,13.81053138226895,16.778777801278423]
[2.8194226808326839E-2,6.8773061420665664,0.94699999999999995,0.54200000000000004,-2.1999999999999999E-2,0.314,0.313,2.5219999999999998,null,1.8506912840904619,12.532825380803935,8.456294401909954]
[3.9552409214784978E-2,7.2235222400165284,0.71599999999999997,0.6,-2.1999999999999999E-2,0.314,0.313,2.5219999999999998,null,1.90376430411677,17.291587927444752,26.568942010066984]
[0.60349463589733277,25.010195791555056,0.58799999999999997,0.65100000000000002,-2.1999999999999999E-2,0.314,0.313,2.5219999999999998,null,3.1989504451543485,32.972814556497127,10.219003250184294]
[0.23868680544782195,18.563760838777753,0.72699999999999998,0.59399999999999997,-2.1999999999999999E-2,0.314,0.313,2.5219999999999998,null,2.8936522937012459,23.2394326570892,20.039703907381931]
[0.16428160376086298,9.5315781434405249,0.68500000000000005,0.63100000000000001,-2.1999999999999999E-2,0.314,0.313,2.5219999999999998,null,2.1997041345949895,20.653933739930089,16.378811060173987]
[0.58151588849143176,24.690946078442469,0.628,0.40899999999999997,-2.1999999999999999E-2,0.314,0.313,2.5219999999999998,null,3.1858360067979614,19.626295880439717,22.868029000099749]
[0.2863374589859915,19.604633822772776,0.76200000000000001,0.32200000000000001,-2.1999999999999999E-2,0.314,0.313,2.5219999999999998,null,2.9497025277401376,12.380870121598598,15.299040079678544]
[0.11639549424352058,8.8143723966650231,0.96899999999999997,0.432,-2.1999999999999999E-2,0.314,0.313,2.5219999999999998,null,2.1167782585663995,10.679125995177223,9.516633308628478]
[0.49207677309765929,23.324931037107241,0.625,0.51400000000000001,-2.1999999999999999E-2,0.314,0.313,2.5219999999999998,null,3.1276934160983636,24.293264115383504,9.6049034778738029]
[0.3310910381673795,20.505769583068599,0.77100000000000002,0.58199999999999996,-2.1999999999999999E-2,0.314,0.313,2.5219999999999998,null,2.9958124415394947,22.509801055458002,9.5425198825564053]
[0.38344349914414744,21.485682547723322,0.871,0.56100000000000005,-2.1999999999999999E-2,0.314,0.313,2.5219999999999998,null,3.0436511527946721,20.098039525706312,9.1617524333221336]
[0.13783788747166636,9.150871707720956,0.71599999999999997,0.36699999999999999,-2.1999999999999999E-2,0.314,0.313,2.5219999999999998,null,2.1565449535686874,11.46880249332373,13.620623982275809]
[0.65160381414032764,25.689303800345428,0.93600000000000005,0.64500000000000002,-2.1999999999999999E-2,0.314,0.313,2.5219999999999998,null,3.2262880928167434,23.182312800940409,5.8703583731390845]
[0.86120590162984978,28.390294920541706,0.60099999999999998,0.68,-2.1999999999999999E-2,0.314,0.313,2.5219999999999998,null,3.3281716307252491,35.326021388758043,20.209343775906206]
[4.9855563840414674E-2,7.4963864845115298,0.93500000000000005,0.49099999999999999,-2.1999999999999999E-2,0.314,0.313,2.5219999999999998,null,1.943687582181163,11.799323345114452,18.492593406952832]
[0.96383090456190967,29.59189301911794,0.879,0.42,-2.1999999999999999E-2,0.314,0.313,2.5219999999999998,null,3.3703610689583701,16.567766275273147,8.4288900880341409]
[0.36091804255564808,21.072823910855025,0.78200000000000003,0.311,-2.1999999999999999E-2,0.314,0.313,2.5219999999999998,null,{"$f":"-LN(-LN(1-(1/B100249)))","v":3.0237740335057532},{"$f":"D100249*(C100249^((E100249*J100249)+F100249-1))*EXP((G100249*J100249)+H100249)","v":12.00741917875161},9.4976644125897991]
[0.43356475762575997,{"$f":"IF($B$13=\"exact vlaue\",$B$15,(IF(A100250<=$B$17,($B$14+(SQRT(A100250*($B$16-$B$14)*($B$15-$B$14)))),($B$16+((SQRT(A100250)-1)*(SQRT(($B$16-$B$14)*($B$16-$B$15))))))))","v":22.3628516904108},{"$f":"IF($C$13=\"exact value\",$C$15,(RANDBETWEEN(($C$14*1000),($C$16*1000))/1000))","v":0.84299999999999997},{"$f":"IF($D$13=\"exact value\",$D$15,(RANDBETWEEN(($D$14*1000),($D$16*1000))/1000))","v":0.47299999999999998},{"$f":"IF($E$13=\"exact value\",$E$15,(RANDBETWEEN(($E$14*1000),($E$16*1000))/1000))","v":-2.1999999999999999E-2},{"$f":"IF($F$13=\"exact value\",$F$15,(RANDBETWEEN(($F$14*1000),($F$16*1000))/1000))","v":0.314},{"$f":"IF($G$13=\"exact value\",$G$15,(RANDBETWEEN(($G$14*1000),($G$16*1000))/1000))","v":0.313},{"$f":"IF($H$13=\"exact value\",$H$15,(RANDBETWEEN(($H$14*1000),($H$16*1000))/1000))","v":2.5219999999999998},null,3.0846145439070187,17.594303853974331,18.360665039867346]
[0.13849129158480933,9.1606984327275107,0.76300000000000001,0.74399999999999999,-2.1999999999999999E-2,0.314,0.313,2.5219999999999998,null,2.1576827647698487,22.198879455538254,21.212774098180798]
[0.12480820836139683,8.9498134190331839,0.89700000000000002,0.65500000000000003,-2.1999999999999999E-2,0.314,0.313,2.5219999999999998,null,2.1329754416367974,17.221693515380029,8.2068877109806948]
[0.29845200530296412,19.8551297622977,0.89,0.34699999999999998,-2.1999999999999999E-2,0.314,0.313,2.5219999999999998,null,2.9627349769693869,11.922691589112835,13.602939580308139]
[0.36680841081240245,21.182001104584302,0.875,0.78400000000000003,-2.1999999999999999E-2,0.314,0.313,2.5219999999999998,null,3.0290689407665017,27.861709382827062,7.7538401457036246]
[8.9692637837601619E-2,8.3483697122182008,0.81699999999999995,0.443,-2.1999999999999999E-2,0.314,0.313,2.5219999999999998,null,2.058950563162194,12.183382812357481,13.336112321546079]
[0.56110079959988557,24.388959021105819,0.99199999999999999,0.502,-2.1999999999999999E-2,0.314,0.313,2.5219999999999998,null,3.173270334806062,16.981920308055972,14.895891151083699]
[0.88019690886856905,28.617843872634804,0.80400000000000005,0.55000000000000004,-2.1999999999999999E-2,0.314,0.313,2.5219999999999998,null,3.3362989701943446,22.967770265568191,27.924370136620102]
[0.52354784056687975,23.818749148281192,0.69199999999999995,0.496,-2.1999999999999999E-2,0.314,0.313,2.5219999999999998,null,3.1491044381796018,21.857877284530012,7.8240626590251185]
[0.37142233191566965,21.266908638137966,0.55200000000000005,0.66700000000000004,-2.1999999999999999E-2,0.314,0.313,2.5219999999999998,null,3.0331675101971478,33.572041449248992,14.346046227241965]
[0.1385307352426669,9.1612908941016578,0.54500000000000004,0.36,-2.1999999999999999E-2,0.314,0.313,2.5219999999999998,null,2.1577513228935952,13.748354515438189,16.885081378846468]
[9.0111323196498838E-2,8.3561757104720176,0.68500000000000005,0.745,-2.1999999999999999E-2,0.314,0.313,2.5219999999999998,null,2.0599473667390082,23.314536098272072,9.8992409156400072]
[0.3760744639007797,21.351987068121637,0.90900000000000003,0.78600000000000003,-2.1999999999999999E-2,0.314,0.313,2.5219999999999998,null,3.03725754232681,27.212863590975527,8.1053845283168009]
[0.85588446293707043,28.326084869782477,0.67500000000000004,0.58699999999999997,-2.1999999999999999E-2,0.314,0.313,2.5219999999999998,null,3.3258662450295504,27.900690752354826,9.292750540165887]
[0.5998724787510098,24.957987592195945,0.55800000000000005,0.77900000000000003,-2.1999999999999999E-2,0.314,0.313,2.5219999999999998,null,3.1968175198181505,41.021641882378745,7.8653957950356386]
[0.15245284089368272,9.3653871663015575,0.70199999999999996,0.745,-2.1999999999999999E-2,0.314,0.313,2.5219999999999998,null,2.1810928610625675,23.807737078317434,7.4846230313170716]
[0.71687352185173214,26.571746401429309,0.878,0.69099999999999995,-2.1999999999999999E-2,0.314,0.313,2.5219999999999998,null,3.2607295984662827,26.352969168684837,18.27182788996036]
[6.0920624618621577E-2,7.7595430921309596,0.66300000000000003,0.64100000000000001,-2.1999999999999999E-2,0.314,0.313,2.5219999999999998,null,1.9807323832627883,20.027069136579247,8.93347970276095]
[0.19651241981499068,9.9562135221228942,0.58699999999999997,0.38100000000000001,-2.1999999999999999E-2,0.314,0.313,2.5219999999999998,null,2.2457389780433643,14.178598920733407,13.628101465042334]
[0.70218221278873549,26.376745512227874,0.89,0.628,-2.1999999999999999E-2,0.314,0.313,2.5219999999999998,null,3.2532202372788555,23.649109085667806,12.871370372394129]
[0.18310101237904963,9.7841014357328593,0.81100000000000005,0.46100000000000002,-2.1999999999999999E-2,0.314,0.313,2.5219999999999998,null,2.2273353916763314,13.447216603964955,13.262126414568366]
[0.95974553163686249,29.545318623121993,0.67700000000000005,0.73,-2.1999999999999999E-2,0.314,0.313,2.5219999999999998,null,3.3687585292610374,35.10060887121417,18.843626394595791]
[0.28607334895169467,19.599114306667865,0.755,0.67300000000000004,-2.1999999999999999E-2,0.314,0.313,2.5219999999999998,null,2.9494134441262694,26.054328436257258,23.558598541618281]
[0.35034144873435302,20.874527981859437,0.72199999999999998,0.41,-2.1999999999999999E-2,0.314,0.313,2.5219999999999998,null,3.0140846954232243,16.757742454236983,12.193863493537886]
[0.56369458777609505,24.427628474734938,0.75800000000000001,0.49299999999999999,-2.1999999999999999E-2,0.314,0.313,2.5219999999999998,null,3.174888214435486,20.44867351027354,12.711877688162373]
[0.71606085115360352,26.561012157194682,0.69599999999999995,0.78300000000000003,-2.1999999999999999E-2,0.314,0.313,2.5219999999999998,null,3.2603176932239175,35.604120419932144,11.360098095127229]
[0.11985349903887421,8.8706184751095378,0.61599999999999999,0.66100000000000003,-2.1999999999999999E-2,0.314,0.313,2.5219999999999998,null,2.1235365972414568,22.820822466777397,15.246967519898501]
[0.66584330544689629,25.885460987460561,0.51500000000000001,0.46,-2.1999999999999999E-2,0.314,0.313,2.5219999999999998,null,3.2340472714042878,26.053791640606534,19.974700952461408]
[0.43362234662944787,22.363829497460863,0.95799999999999996,0.61399999999999999,-2.1999999999999999E-2,0.314,0.313,2.5219999999999998,null,3.0846592830965105,20.740418083941318,16.051760851454816]
[7.7986699436536244E-2,8.1222327635150826,0.78700000000000003,0.55100000000000005,-2.1999999999999999E-2,0.314,0.313,2.5219999999999998,null,2.0296323113634158,15.429254129278943,17.083389355604872]
[0.55746317407316115,24.334576648207484,0.61799999999999999,0.35699999999999998,-2.1999999999999999E-2,0.314,0.313,2.5219999999999998,null,3.1709906076124068,17.257099760215272,23.842755600473236]
[0.4413925793867215,22.495170577417504,0.66700000000000004,0.72799999999999998,-2.1999999999999999E-2,0.314,0.313,2.5219999999999998,null,3.0906506195425365,32.370933180445675,5.7917853550454677]
[0.33123072513215779,20.508483467656184,0.62,0.64,-2.1999999999999999E-2,0.314,0.313,2.5219999999999998,null,2.9959481439443421,29.162539045059884,21.758106542983192]
[0.64878813023378124,25.650263151925465,0.93899999999999995,0.503,-2.1999999999999999E-2,0.314,0.313,2.5219999999999998,null,3.2247365923570492,18.026075729112684,9.279286768278256]
[0.70890734016705603,26.466260233498652,0.98299999999999998,0.36599999999999999,-2.1999999999999999E-2,0.314,0.313,2.5219999999999998,null,3.256674397384256,12.796962957200174,14.20194119849884]
[0.80340529327657595,27.681841190147381,0.751,0.38500000000000001,-2.1999999999999999E-2,0.314,0.313,2.5219999999999998,null,3.302436343000557,16.749875176305093,14.776447651302513]
[0.46979916956116974,22.965754408483427,0.871,0.78,-2.1999999999999999E-2,0.314,0.313,2.5219999999999998,null,3.1118269767326634,28.552413632364502,10.113232639659277]
[0.95841063137614957,29.530078907333667,0.92,0.35,-2.1999999999999999E-2,0.314,0.313,2.5219999999999998,null,3.3682336002934603,13.327285144064406,25.361931355645822]
[0.37455901388919877,21.324330526225825,0.871,0.78300000000000003,-2.1999999999999999E-2,0.314,0.313,2.5219999999999998,null,3.035929825865499,27.982906125182915,10.522531240866426]
[0.86863632177879679,28.479621587731923,0.871,0.42299999999999999,-2.1999999999999999E-2,0.314,0.313,2.5219999999999998,null,3.3313699826229373,16.596698218556771,16.010006419993925]
[0.19384225153149071,9.9224263774521138,0.627,0.76700000000000002,-2.1999999999999999E-2,0.314,0.313,2.5219999999999998,null,2.2421528578918735,27.161013161626702,10.554909393511831]
[{"$f":"RAND()","v":0.76438794520571107},27.189102131787035,0.81499999999999995,0.56699999999999995,-2.1999999999999999E-2,0.314,0.313,2.5219999999999998,null,3.2841383138696121,23.049696071886455,14.001556673557035]
[0.71522391040842315,26.549950970807796,0.54,0.34300000000000003,-2.1999999999999999E-2,0.314,0.313,2.5219999999999998,null,3.2598930646133017,18.901037398063913,14.872875291585808]
[0.43725352587721444,22.425352922741116,0.51800000000000002,0.58899999999999997,-2.1999999999999999E-2,0.314,0.313,2.5219999999999998,null,3.0874702451813998,31.65719569906107,17.183319720170843]
[0.74917816643093937,26.993624222187577,0.52500000000000002,0.77600000000000002,-2.1999999999999999E-2,0.314,0.313,2.5219999999999998,null,3.2767853670138263,43.926211133525456,7.5669892842573585]
[0.66925705711742944,25.9321748015496,0.81899999999999995,0.75900000000000001,-2.1999999999999999E-2,0.314,0.313,2.5219999999999998,null,3.2358862349835773,30.273351037204925,12.21117223329632]
[1.3820076566385175E-2,6.3143475837076535,0.65300000000000002,0.58699999999999997,-2.1999999999999999E-2,0.314,0.313,2.5219999999999998,null,1.7578556500444573,17.258729659958085,16.694277095120629]
[0.12882901405916725,9.0129324386782166,0.88600000000000001,0.46700000000000003,-2.1999999999999999E-2,0.314,0.313,2.5219999999999998,null,2.1404348472087213,12.419428010746628,25.839334059260491]
[0.22967359841682533,18.355513542053298,0.59499999999999997,0.752,-2.1999999999999999E-2,0.314,0.313,2.5219999999999998,null,2.8820508725516061,34.060880103051332,10.287768548274672]
[0.16694411657631958,9.5681522054371122,0.92100000000000004,0.65500000000000003,-2.1999999999999999E-2,0.314,0.313,2.5219999999999998,null,2.2037537792441166,17.272217953330724,22.071421927419404]
[0.45382042099406206,22.702859334289503,0.59299999999999997,0.47099999999999997,-2.1999999999999999E-2,0.314,0.313,2.5219999999999998,null,3.1000519978071948,22.954984530984856,11.274582201900154]
[0.81119497298170185,27.778771222754028,0.60399999999999998,0.8,-2.1999999999999999E-2,0.314,0.313,2.5219999999999998,null,3.3059967851035754,41.106724725722025,15.568995886031216]
[0.18317458798386022,9.7850625385654588,0.755,0.495,-2.1999999999999999E-2,0.314,0.313,2.5219999999999998,null,2.2274391083244192,15.219150521194265,6.8179561216454632]
[0.62683394818937888,25.342906700479027,0.86799999999999999,0.433,-2.1999999999999999E-2,0.314,0.313,2.5219999999999998,null,3.2124372185170094,16.405107395843956,14.439785222038243]
[0.4408034580119391,22.48525330466973,0.65800000000000003,0.37,-2.1999999999999999E-2,0.314,0.313,2.5219999999999998,null,3.0901994782550077,16.619232204751455,27.532266030034172]
[0.80742909987361111,27.73196937678907,0.73699999999999999,0.76700000000000002,-2.1999999999999999E-2,0.314,0.313,2.5219999999999998,null,3.3042792387825815,33.868982776091059,20.574419222264368]
[0.55498629572120506,24.297445805648998,0.90300000000000002,0.48499999999999999,-2.1999999999999999E-2,0.314,0.313,2.5219999999999998,null,3.1694310784188024,17.593587242897112,15.693285489383987]
[0.80089129424087879,27.650458301594334,0.63700000000000001,0.47599999999999998,-2.1999999999999999E-2,0.314,0.313,2.5219999999999998,null,3.3012808615724158,23.455239133463767,14.998803765315255]
[3.8905256288570444E-2,7.2052566825817141,0.51100000000000001,0.79300000000000004,-2.1999999999999999E-2,0.314,0.313,2.5219999999999998,null,1.9010338368312061,29.187522553664895,7.5608383681535694]
[0.94380996697149777,29.362694352557632,0.52800000000000002,0.41899999999999998,-2.1999999999999999E-2,0.314,0.313,2.5219999999999998,null,3.3624498619902972,24.286645058863904,10.977173791907179]
[0.78969150630727669,27.510046259891677,0.77400000000000002,0.36499999999999999,-2.1999999999999999E-2,0.314,0.313,2.5219999999999998,null,3.2960946367093702,15.489128898314892,12.706678800802532]
[0.84298905281211467,28.16965208802997,0.91100000000000003,0.42699999999999999,-2.1999999999999999E-2,0.314,0.313,2.5219999999999998,null,3.3202273589784062,16.135346334456884,13.736004513077411]
[0.80545361320204234,27.707374605061503,0.54,0.59,-2.1999999999999999E-2,0.314,0.313,2.5219999999999998,null,3.303375469347551,32.976933868006135,25.048397193697653]
[0.35928641050797927,21.042424539077615,0.69099999999999995,0.52600000000000002,-2.1999999999999999E-2,0.314,0.313,2.5219999999999998,null,{"$f":"-LN(-LN(1-(1/B100313)))","v":3.022294710227909},{"$f":"D100313*(C100313^((E100313*J100313)+F100313-1))*EXP((G100313*J100313)+H100313)","v":22.279262001647869},10.393021409013814]
[0.28537760069875906,{"$f":"IF($B$13=\"exact vlaue\",$B$15,(IF(A100314<=$B$17,($B$14+(SQRT(A100314*($B$16-$B$14)*($B$15-$B$14)))),($B$16+((SQRT(A100314)-1)*(SQRT(($B$16-$B$14)*($B$16-$B$15))))))))","v":19.584561970123026},{"$f":"IF($C$13=\"exact value\",$C$15,(RANDBETWEEN(($C$14*1000),($C$16*1000))/1000))","v":0.72099999999999997},{"$f":"IF($D$13=\"exact value\",$D$15,(RANDBETWEEN(($D$14*1000),($D$16*1000))/1000))","v":0.6},{"$f":"IF($E$13=\"exact value\",$E$15,(RANDBETWEEN(($E$14*1000),($E$16*1000))/1000))","v":-2.1999999999999999E-2},{"$f":"IF($F$13=\"exact value\",$F$15,(RANDBETWEEN(($F$14*1000),($F$16*1000))/1000))","v":0.314},{"$f":"IF($G$13=\"exact value\",$G$15,(RANDBETWEEN(($G$14*1000),($G$16*1000))/1000))","v":0.313},{"$f":"IF($H$13=\"exact value\",$H$15,(RANDBETWEEN(($H$14*1000),($H$16*1000))/1000))","v":2.5219999999999998},null,2.948650867199281,24.04011514447707,10.366521683592365]
[0.61662654769129788,25.198171948439175,0.98799999999999999,0.33600000000000002,-2.1999999999999999E-2,0.314,0.313,2.5219999999999998,null,3.2065925943529936,11.520785220320766,8.7391398249613665]
[0.74051145255835327,26.881350426599248,0.93899999999999995,0.79800000000000004,-2.1999999999999999E-2,0.314,0.313,2.5219999999999998,null,3.2725375826513554,29.031042467739347,7.1050532520400056]
[0.81861664925377819,27.870690040881826,0.88,0.66,-2.1999999999999999E-2,0.314,0.313,2.5219999999999998,null,3.3093614817375712,25.516247932136093,15.026403019043199]
[0.41589322777197968,22.059674377587601,0.83899999999999997,0.58899999999999997,-2.1999999999999999E-2,0.314,0.313,2.5219999999999998,null,3.0706453200098425,21.890773336663116,10.41466772666425]
[0.36564103611624221,21.160434012635172,0.755,0.30399999999999999,-2.1999999999999999E-2,0.314,0.313,2.5219999999999998,null,3.0280251942967897,12.068005843227159,13.865527584198704]
[0.70333942095903002,26.392178953193785,0.77400000000000002,0.72899999999999998,-2.1999999999999999E-2,0.314,0.313,2.5219999999999998,null,3.2538166291088477,30.521870681874237,16.507838297863884]
[0.64739019266362841,25.630848685136172,0.72599999999999998,0.51600000000000001,-2.1999999999999999E-2,0.314,0.313,2.5219999999999998,null,3.2239641516426185,22.461985423884805,18.775272419171852]
[0.63582620725508121,25.469438105362304,0.52700000000000002,0.47,-2.1999999999999999E-2,0.314,0.313,2.5219999999999998,null,3.217518918093826,26.018903079123639,8.7306821772743781]
[0.33333591631354487,20.549314731459976,0.98699999999999999,0.56999999999999995,-2.1999999999999999E-2,0.314,0.313,2.5219999999999998,null,2.997987609564071,18.321783817618172,15.666806734361066]
[0.53701578654344251,24.025530685987928,0.55700000000000005,0.32300000000000001,-2.1999999999999999E-2,0.314,0.313,2.5219999999999998,null,3.1579356436189165,16.817619256425413,14.491229829258332]
[0.25675081317900106,18.969607361235703,0.73199999999999998,0.73899999999999999,-2.1999999999999999E-2,0.314,0.313,2.5219999999999998,null,2.9158821694526678,28.969438984867335,8.8897692722124635]
[0.63332577338330298,25.43434443660832,0.86699999999999999,0.34699999999999998,-2.1999999999999999E-2,0.314,0.313,2.5219999999999998,null,3.2161120879713838,13.173586255080677,9.3398840254237552]
[0.42140035449002489,22.154835277697011,0.52300000000000002,0.32800000000000001,-2.1999999999999999E-2,0.314,0.313,2.5219999999999998,null,3.0750510180852331,17.430930118410924,10.037061403240795]
[0.21644128332342882,18.042235280971482,0.55800000000000005,0.49,-2.1999999999999999E-2,0.314,0.313,2.5219999999999998,null,2.8643405223524057,23.153861600818093,26.408009089229868]
[0.73528407015445352,26.813313942462919,0.82599999999999996,0.32100000000000001,-2.1999999999999999E-2,0.314,0.313,2.5219999999999998,null,3.2699546698329796,12.859330524128238,12.758515079826674]
[0.64288691606226978,25.568164527720974,0.91900000000000004,0.64300000000000002,-2.1999999999999999E-2,0.314,0.313,2.5219999999999998,null,3.2214660635233709,23.397769189960822,15.30477336564409]
[7.5873924782422608E-2,8.0796494277438189,0.64100000000000001,0.66200000000000003,-2.1999999999999999E-2,0.314,0.313,2.5219999999999998,null,2.024013697165485,21.496956425737345,17.518216323699026]
[0.12131512863644289,8.8941483124754459,0.93,0.65800000000000003,-2.1999999999999999E-2,0.314,0.313,2.5219999999999998,null,2.1263503361563982,16.813390771014991,7.3197479510382628]
[0.51499925081331388,23.686115088982167,0.78200000000000003,0.43099999999999999,-2.1999999999999999E-2,0.314,0.313,2.5219999999999998,null,3.1433985696240212,17.286563572001342,19.769334902267499]
[4.0716039373365542E-2,7.2559931120618906,0.58099999999999996,0.73399999999999999,-2.1999999999999999E-2,0.314,0.313,2.5219999999999998,null,1.9085998854588373,24.666522010375797,5.0172025288927129]
[0.29417747038386377,19.767334703552656,0.67700000000000005,0.72799999999999998,-2.1999999999999999E-2,0.314,0.313,2.5219999999999998,null,2.9581866151973935,30.674832073870586,11.684753605818429]
[0.2887407009723294,19.654741586159801,0.61199999999999999,0.46800000000000003,-2.1999999999999999E-2,0.314,0.313,2.5219999999999998,null,2.9523230946613097,21.232317023041858,18.219131554259288]
[0.85479401649686593,28.312902600788668,0.97899999999999998,0.64900000000000002,-2.1999999999999999E-2,0.314,0.313,2.5219999999999998,null,3.325392292879366,23.257724936330689,23.741086302729375]
[0.68322171102503781,26.122037977338174,0.82599999999999996,0.69799999999999995,-2.1999999999999999E-2,0.314,0.313,2.5219999999999998,null,3.2433258807667746,27.726838391872391,18.047786329486076]
[0.51953725049653132,23.756659498227869,0.622,0.372,-2.1999999999999999E-2,0.314,0.313,2.5219999999999998,null,3.1464374180534977,17.753171620681321,19.638928096654968]
[0.33911733531419475,20.660789714161048,0.91400000000000003,0.5,-2.1999999999999999E-2,0.314,0.313,2.5219999999999998,null,3.0035345365849779,17.057491680589646,14.932160891659025]
[0.27153515188201616,19.291254654143387,0.86499999999999999,0.7,-2.1999999999999999E-2,0.314,0.313,2.5219999999999998,null,2.933155513812455,24.343109708995051,10.117676383015292]
[0.93945711644312935,29.312542371733418,0.67100000000000004,0.745,-2.1999999999999999E-2,0.314,0.313,2.5219999999999998,null,3.3607103963148415,35.971792084978794,7.9230033032312468]
[0.68338850991041755,26.124293986282069,0.75600000000000001,0.67200000000000004,-2.1999999999999999E-2,0.314,0.313,2.5219999999999998,null,3.2434139487998923,28.546501245296025,14.986153037157969]
[0.68512467160583168,26.147759808146755,0.60199999999999998,0.30299999999999999,-2.1999999999999999E-2,0.314,0.313,2.5219999999999998,null,3.2443295265712897,15.29948192610191,10.919140226064759]
[6.4064968580958892E-2,7.8298623769752229,0.73499999999999999,0.503,-2.1999999999999999E-2,0.314,0.313,2.5219999999999998,null,1.9904025492649089,14.621919965237694,10.499420289793537]
[0.30937677241331729,20.076698815631989,0.66200000000000003,0.52300000000000002,-2.1999999999999999E-2,0.314,0.313,2.5219999999999998,null,2.9741225213861893,22.526310322867779,8.9247228578098738]
[0.27023491372039865,19.263323703158811,0.60499999999999998,0.60499999999999998,-2.1999999999999999E-2,0.314,0.313,2.5219999999999998,null,2.9316673241764466,27.501203375374043,9.1741086662941367]
[0.31932868664617087,20.275155904650894,0.79300000000000004,0.38,-2.1999999999999999E-2,0.314,0.313,2.5219999999999998,null,2.9842132407141304,14.336476206134078,5.7046014227782607]
[0.67723142285698978,26.040834060241174,0.65,0.51600000000000001,-2.1999999999999999E-2,0.314,0.313,2.5219999999999998,null,3.2401507394891129,24.550774049383435,30.531186270488018]
[0.1211699994235903,8.8918183318275261,0.64900000000000002,0.48,-2.1999999999999999E-2,0.314,0.313,2.5219999999999998,null,2.1260720667573412,15.963197807889221,22.61629811820686]
[0.82507368831711936,27.950323256821079,0.99399999999999999,0.79,-2.1999999999999999E-2,0.314,0.313,2.5219999999999998,null,3.3122673361585209,27.870931849992992,21.371142113797166]
[0.8775475390286096,28.58624767306247,0.79600000000000004,0.47299999999999998,-2.1999999999999999E-2,0.314,0.313,2.5219999999999998,null,3.3351743946678232,19.89573650605001,12.299893330376049]
[5.3425852999670509E-2,7.5842274715974236,0.74199999999999999,0.49199999999999999,-2.1999999999999999E-2,0.314,0.313,2.5219999999999998,null,1.9562067542650516,14.049194427642025,15.985807818068652]
[0.8477728863882803,28.227822919324975,0.98199999999999998,0.70499999999999996,-2.1999999999999999E-2,0.314,0.313,2.5219999999999998,null,3.3223279418290423,25.181743814014439,6.3934027227589185]
[{"$f":"RAND()","v":0.76299394952694577},27.171267766490967,0.66400000000000003,0.34200000000000003,-2.1999999999999999E-2,0.314,0.313,2.5219999999999998,null,3.2834697074502346,16.236452697571377,27.883352791267694]
[5.2134898944442787E-2,7.5528145972740264,0.79800000000000004,0.41099999999999998,-2.1999999999999999E-2,0.314,0.313,2.5219999999999998,null,1.9517478061400406,11.114132998183154,14.797149974729427]
[0.9877519983400429,29.862641290270936,0.98899999999999999,0.63200000000000001,-2.1999999999999999E-2,0.314,0.313,2.5219999999999998,null,3.3796264938229741,22.859514468118604,7.9703491453960424]
[0.57513171326367174,24.597087077740579,0.79200000000000004,0.68100000000000005,-2.1999999999999999E-2,0.314,0.313,2.5219999999999998,null,3.1819474257894296,27.386544419485773,12.177263896397363]
[0.90702677043727409,28.93517393455404,0.81599999999999995,0.32400000000000001,-2.1999999999999999E-2,0.314,0.313,2.5219999999999998,null,3.3475238198505561,13.42649797542138,11.519314166893276]
[9.3377708953558125E-3,6.0803801932280486,0.97599999999999998,0.47099999999999997,-2.1999999999999999E-2,0.314,0.313,2.5219999999999998,null,1.7165715222757594,10.216171354941562,10.905502263188497]
[1.6209286440311721E-2,6.423432753957476,0.88100000000000001,0.61799999999999999,-2.1999999999999999E-2,0.314,0.313,2.5219999999999998,null,1.7765337277275983,14.711869892454024,11.423006110937672]
[0.63526108284823324,25.4615126104556,0.54600000000000004,0.39100000000000001,-2.1999999999999999E-2,0.314,0.313,2.5219999999999998,null,3.2172013749703146,21.070846719252636,9.0089364736315254]
[0.27821969625651388,19.433804025841248,0.75800000000000001,0.61599999999999999,-2.1999999999999999E-2,0.314,0.313,2.5219999999999998,null,2.9407163697944254,23.710846552271999,17.905700734153243]
[0.21660397187263725,18.046144233138236,0.76500000000000001,0.44600000000000001,-2.1999999999999999E-2,0.314,0.313,2.5219999999999998,null,2.864563449164423,16.640162495257695,17.936851683042736]
[7.3320998932497883E-3,5.9573465864859099,0.77800000000000002,0.32300000000000001,-2.1999999999999999E-2,0.314,0.313,2.5219999999999998,null,1.6941544166038298,8.196680824724611,6.4269288739373778]
[0.23997505125922458,18.593201985803262,0.77,0.45100000000000001,-2.1999999999999999E-2,0.314,0.313,2.5219999999999998,null,2.8952816438805238,16.909564093345974,10.8979680425432]
[0.78198731216029271,27.412879744728095,0.97,0.69399999999999995,-2.1999999999999999E-2,0.314,0.313,2.5219999999999998,null,3.2924899026032715,24.788190328001953,8.1393883809175307]
[0.1480726955556354,9.3022188396749907,0.51800000000000002,0.55000000000000004,-2.1999999999999999E-2,0.314,0.313,2.5219999999999998,null,2.1739267642413984,21.917785388595519,13.661387067607984]
[0.21902741779306489,18.104200009143554,0.88300000000000001,0.79500000000000004,-2.1999999999999999E-2,0.314,0.313,2.5219999999999998,null,2.8678685192849063,26.667334682285681,18.816061631445482]
[0.1360061189670273,9.123198378792658,0.875,0.46,-2.1999999999999999E-2,0.314,0.313,2.5219999999999998,null,2.1533337404284212,12.396237943989657,11.403277687990872]
[0.86890032560005925,28.48278833374134,0.52600000000000002,0.79300000000000004,-2.1999999999999999E-2,0.314,0.313,2.5219999999999998,null,3.3314831807611656,45.633076518903472,20.146392689399296]
[0.1101889881784649,8.7112832716336968,0.54600000000000004,0.77200000000000002,-2.1999999999999999E-2,0.314,0.313,2.5219999999999998,null,2.1042712888444117,28.933608674247335,12.099624591070171]
[0.39872198803213044,21.758845500876827,0.90400000000000003,0.58799999999999997,-2.1999999999999999E-2,0.314,0.313,2.5219999999999998,null,3.0565886325431664,20.567370205808569,6.3489053567891176]
[0.76995158617358905,27.260120236387838,0.51300000000000001,0.70599999999999996,-2.1999999999999999E-2,0.314,0.313,2.5219999999999998,null,3.2867963403516347,40.804126735067982,28.885687870028928]
[0.68125932451887194,26.095475357082996,0.86599999999999999,0.65900000000000003,-2.1999999999999999E-2,0.314,0.313,2.5219999999999998,null,3.2422883694255833,25.248377905469557,29.816205654078967]
[7.0445540524085581E-2,7.9674387214415567,0.62,0.37,-2.1999999999999999E-2,0.314,0.313,2.5219999999999998,null,2.0090547242657633,12.251436760097434,14.473654024189234]
[0.16988723421152929,9.6082430791399407,0.56499999999999995,0.59499999999999997,-2.1999999999999999E-2,0.314,0.313,2.5219999999999998,null,{"$f":"-LN(-LN(1-(1/B100377)))","v":2.2081740231775182},{"$f":"D100377*(C100377^((E100377*J100377)+F100377-1))*EXP((G100377*J100377)+H100377)","v":22.496459137476418},12.16493337736617]
[0.98840196278965986,{"$f":"IF($B$13=\"exact vlaue\",$B$15,(IF(A100378<=$B$17,($B$14+(SQRT(A100378*($B$16-$B$14)*($B$15-$B$14)))),($B$16+((SQRT(A100378)-1)*(SQRT(($B$16-$B$14)*($B$16-$B$15))))))))","v":29.869951826349599},{"$f":"IF($C$13=\"exact value\",$C$15,(RANDBETWEEN(($C$14*1000),($C$16*1000))/1000))","v":0.77600000000000002},{"$f":"IF($D$13=\"exact value\",$D$15,(RANDBETWEEN(($D$14*1000),($D$16*1000))/1000))","v":0.46300000000000002},{"$f":"IF($E$13=\"exact value\",$E$15,(RANDBETWEEN(($E$14*1000),($E$16*1000))/1000))","v":-2.1999999999999999E-2},{"$f":"IF($F$13=\"exact value\",$F$15,(RANDBETWEEN(($F$14*1000),($F$16*1000))/1000))","v":0.314},{"$f":"IF($G$13=\"exact value\",$G$15,(RANDBETWEEN(($G$14*1000),($G$16*1000))/1000))","v":0.313},{"$f":"IF($H$13=\"exact value\",$H$15,(RANDBETWEEN(($H$14*1000),($H$16*1000))/1000))","v":2.5219999999999998},null,3.3798754850200279,20.139871378390463,9.5998029274034522]
[0.36276951353400277,21.107236053629833,0.79,0.61899999999999999,-2.1999999999999999E-2,0.314,0.313,2.5219999999999998,null,3.025445992514725,23.729280371891896,10.592831259789477]
[0.25204117619597854,18.86520941463823,0.59699999999999998,0.40200000000000002,-2.1999999999999999E-2,0.314,0.313,2.5219999999999998,null,2.9102109287673401,18.328993768492953,6.6894035049725886]
[0.9753027516563878,29.722150112228828,0.71499999999999997,0.53500000000000003,-2.1999999999999999E-2,0.314,0.313,2.5219999999999998,null,3.3748293872626145,24.726485453169467,26.026357759111807]
[0.34899620224220684,20.849093164803278,0.73499999999999999,0.35499999999999998,-2.1999999999999999E-2,0.314,0.313,2.5219999999999998,null,3.0128350496618661,14.310537774427367,9.9008182977194181]
[7.5037237396339274E-2,8.0626221893244363,0.94499999999999995,0.51800000000000002,-2.1999999999999999E-2,0.314,0.313,2.5219999999999998,null,2.0217581649012208,12.658813659601035,22.963520952059756]
[0.73738653236267715,26.840707315036472,0.98099999999999998,0.32600000000000001,-2.1999999999999999E-2,0.314,0.313,2.5219999999999998,null,3.2709954246891884,11.467345981764158,9.2012070124325014]
[0.18509354806984801,9.8100616948986215,0.51100000000000001,0.65600000000000003,-2.1999999999999999E-2,0.314,0.313,2.5219999999999998,null,2.2301330931722969,26.895201784363969,24.49345536856546]
[0.31597604615987673,20.208648889649965,0.96699999999999997,0.60899999999999999,-2.1999999999999999E-2,0.314,0.313,2.5219999999999998,null,2.9808429710659894,19.772407342558218,17.311908362076505]
[0.1194007768648766,8.8633013224584971,0.93500000000000005,0.35599999999999998,-2.1999999999999999E-2,0.314,0.313,2.5219999999999998,null,2.1226599792583225,9.0504255325575009,19.226838893626343]
[0.14297859418495296,9.2275671813844795,0.70199999999999996,0.41199999999999998,-2.1999999999999999E-2,0.314,0.313,2.5219999999999998,null,2.1653910606379685,13.100008230889209,11.976140152544009]
[0.54305629165489633,24.117431337245769,0.92100000000000004,0.375,-2.1999999999999999E-2,0.314,0.313,2.5219999999999998,null,3.1618356253743927,13.369878758619027,17.726440593758056]
[0.10075437432566914,8.5488444303334354,0.77100000000000002,0.38700000000000001,-2.1999999999999999E-2,0.314,0.313,2.5219999999999998,null,2.0842400480727168,11.193881866428915,27.180463337432915]
[0.74374022904631687,26.923254328891755,0.67,0.32100000000000001,-2.1999999999999999E-2,0.314,0.313,2.5219999999999998,null,3.2741250931838479,15.090438167470174,8.3458597413684323]
[2.9172341298057014E-2,6.9095922764446671,0.83399999999999996,0.66100000000000003,-2.1999999999999999E-2,0.314,0.313,2.5219999999999998,null,1.8557618723314229,16.790058991623891,19.150743225440571]
[0.70266145827673443,26.383138649708613,0.68700000000000006,0.629,-2.1999999999999999E-2,0.314,0.313,2.5219999999999998,null,3.2534673293659866,28.821489925580181,10.683316068752751]
[0.11434460850644113,8.7806184762952668,0.72399999999999998,0.34,-2.1999999999999999E-2,0.314,0.313,2.5219999999999998,null,2.1127004092246415,10.39193436569167,5.2777352411694194]
[0.69917279750837946,26.336549933014723,0.63800000000000001,0.46500000000000002,-2.1999999999999999E-2,0.314,0.313,2.5219999999999998,null,3.2516652943742974,22.52223859302363,10.592362590835462]
[0.31123506869155104,20.113995946068982,0.71599999999999997,0.77500000000000002,-2.1999999999999999E-2,0.314,0.313,2.5219999999999998,null,2.9760267152274564,31.489444711908789,15.810016822054312]
[0.52285988609273082,23.808115574265614,0.75,0.39500000000000002,-2.1999999999999999E-2,0.314,0.313,2.5219999999999998,null,3.1486481846313756,16.377936298489189,11.214165803637856]
[0.9760080305478861,29.730133140645179,0.79600000000000004,0.378,-2.1999999999999999E-2,0.314,0.313,2.5219999999999998,null,3.3751025874210963,16.102945591326506,11.411403278257316]
[0.71708379020785407,26.574522761651323,0.96099999999999997,0.52500000000000002,-2.1999999999999999E-2,0.314,0.313,2.5219999999999998,null,3.2608361081421817,18.698217117923708,17.166129222393618]
[0.49602070605582449,23.387664678560142,0.67100000000000004,0.41299999999999998,-2.1999999999999999E-2,0.314,0.313,2.5219999999999998,null,3.130438992121698,18.517241129098245,8.9311887117387325]
[0.34791333877333308,20.828583638349588,0.70499999999999996,0.42499999999999999,-2.1999999999999999E-2,0.314,0.313,2.5219999999999998,null,3.0118262508605782,17.672215766195201,13.959001117911043]
[0.71101547663943909,26.494233068070869,0.501,0.47199999999999998,-2.1999999999999999E-2,0.314,0.313,2.5219999999999998,null,3.2577513597018002,27.510376095089242,16.673804592268148]
[0.90757065940882675,28.941557893951657,0.92700000000000005,0.314,-2.1999999999999999E-2,0.314,0.313,2.5219999999999998,null,3.3477483501703942,11.811406856342767,15.612845684956628]
[0.65209038653550078,25.696041778699229,0.90500000000000003,0.66200000000000003,-2.1999999999999999E-2,0.314,0.313,2.5219999999999998,null,3.22655562093773,24.409797908314594,17.421538131724134]
[0.75872847804024801,27.116595163250626,0.623,0.73399999999999999,-2.1999999999999999E-2,0.314,0.313,2.5219999999999998,null,3.2814172527585974,36.547765826015336,12.828549096100639]
[7.845074563219756E-2,8.1315081357110817,0.79,0.40799999999999997,-2.1999999999999999E-2,0.314,0.313,2.5219999999999998,null,2.0308519529797189,11.397634741418001,20.981634475722988]
[0.75470102082798729,27.064832069326659,0.97899999999999998,0.33700000000000002,-2.1999999999999999E-2,0.314,0.313,2.5219999999999998,null,3.279470132566122,11.90421414987639,13.859778481266266]
[0.75467703211468706,27.064523339959319,0.52400000000000002,0.57199999999999995,-2.1999999999999999E-2,0.314,0.313,2.5219999999999998,null,3.2794585080206144,32.45380629546672,21.391642004626746]
[0.7288287801093678,26.728961134529026,0.753,0.377,-2.1999999999999999E-2,0.314,0.313,2.5219999999999998,null,3.2667430366572372,16.183305546012154,13.085584396480098]
[6.5561224397281403E-4,5.2862717773316152,0.83599999999999997,0.44500000000000001,-2.1999999999999999E-2,0.314,0.313,2.5219999999999998,null,1.5620967790796429,10.280943931832084,13.651334816652586]
[0.35056193278235082,20.878692052667319,0.98599999999999999,0.60199999999999998,-2.1999999999999999E-2,0.314,0.313,2.5219999999999998,null,3.0142891329218346,19.464289679695646,19.767336619433735]
[0.54981156724851343,24.219603202812124,0.51900000000000002,0.39700000000000002,-2.1999999999999999E-2,0.314,0.313,2.5219999999999998,null,3.1661537004195739,21.862760301830104,19.326852489514511]
[0.51232460342576702,23.644391349895098,0.69299999999999995,0.314,-2.1999999999999999E-2,0.314,0.313,2.5219999999999998,null,3.1415968749125414,13.789084991472103,17.035837447150456]
[0.63254156691258334,25.423323808455734,0.63600000000000001,0.48,-2.1999999999999999E-2,0.314,0.313,2.5219999999999998,null,3.2156698857830852,23.034783788944591,5.2729487544238127]
[0.88087550296682293,28.625929085973699,0.60199999999999998,0.51,-2.1999999999999999E-2,0.314,0.313,2.5219999999999998,null,3.3365865368835812,26.533375048111363,14.437394253567115]
[0.33138826999271653,20.511543614780507,0.875,0.49,-2.1999999999999999E-2,0.314,0.313,2.5219999999999998,null,2.9961011384237874,17.233133931161106,10.046719787310204]
[0.76484895698279198,27.194996600198028,0.88,0.64500000000000002,-2.1999999999999999E-2,0.314,0.313,2.5219999999999998,null,3.2843591979112738,24.740210495265433,6.4713689999912489]
[0.92310143459485738,29.123051681558447,0.72299999999999998,0.751,-2.1999999999999999E-2,0.314,0.313,2.5219999999999998,null,3.3541106671387171,34.189618422747841,14.765918859611066]
[{"$f":"RAND()","v":2.5336785274644891E-2},6.7796342768475242,0.63700000000000001,0.63600000000000001,-2.1999999999999999E-2,0.314,0.313,2.5219999999999998,null,1.8351926684221884,19.520065342540917,10.209518936164994]
[0.29987256506908166,19.88416740798241,0.88,0.70699999999999996,-2.1999999999999999E-2,0.314,0.313,2.5219999999999998,null,2.9642347748505538,24.51073005380027,5.2777240105096679]
[0.10243134351538385,8.5782562707865111,0.61399999999999999,0.36599999999999999,-2.1999999999999999E-2,0.314,0.313,2.5219999999999998,null,2.0878969380527015,12.520885002179671,18.711683123848797]
[0.78082591308962446,27.398190550625788,0.82499999999999996,0.73599999999999999,-2.1999999999999999E-2,0.314,0.313,2.5219999999999998,null,3.2919438225004036,29.717986802568458,11.47291249329661]
[1.3184193996906068E-2,6.2837539677108145,0.76700000000000002,0.73699999999999999,-2.1999999999999999E-2,0.314,0.313,2.5219999999999998,null,1.7525536968237567,19.251400964859162,11.517462876543471]
[0.67716098212251907,26.039877038893891,0.63400000000000001,0.503,-2.1999999999999999E-2,0.314,0.313,2.5219999999999998,null,3.2401132589635209,24.387940348516437,6.8956085200893629]
[0.42846617138429777,22.276023600152836,0.90200000000000002,0.78100000000000003,-2.1999999999999999E-2,0.314,0.313,2.5219999999999998,null,3.0806337531683177,27.572063059061918,12.547388491023947]
[0.90128207682101014,28.867627703708575,0.502,0.371,-2.1999999999999999E-2,0.314,0.313,2.5219999999999998,null,3.3451450560985698,22.219154959995578,11.549151352941761]
[0.2051763466396983,17.767902224465264,0.627,0.39300000000000002,-2.1999999999999999E-2,0.314,0.313,2.5219999999999998,null,2.8485698410202454,16.930922912432219,7.58880228490432]
[0.6812632497208625,26.095528526287371,0.84399999999999997,0.65100000000000002,-2.1999999999999999E-2,0.314,0.313,2.5219999999999998,null,3.2422904472412633,25.4327220863135,11.446969351507903]
[0.62607295102932192,25.332157066918125,0.70199999999999996,0.77100000000000002,-2.1999999999999999E-2,0.314,0.313,2.5219999999999998,null,3.2120043035642221,34.295520579305069,12.617241990064867]
[0.53355678205961066,23.972672331345898,0.85699999999999998,0.64600000000000002,-2.1999999999999999E-2,0.314,0.313,2.5219999999999998,null,3.1556855858090165,24.272621257360786,11.099519976873029]
[0.35469651275969261,20.95653676524978,0.60899999999999999,0.56100000000000005,-2.1999999999999999E-2,0.314,0.313,2.5219999999999998,null,3.0181032878841605,26.095792804769701,10.627952664146285]
[0.92049846489041898,29.0927402890667,0.61299999999999999,0.66,-2.1999999999999999E-2,0.314,0.313,2.5219999999999998,null,3.3530509048342965,34.049392148296484,9.9238891974912278]
[0.34158562556949368,20.708092653380632,0.95699999999999996,0.53100000000000003,-2.1999999999999999E-2,0.314,0.313,2.5219999999999998,null,3.0058790316239339,17.512315622308176,13.561822212925453]
[0.21482610460673157,18.003347063223131,0.78,0.52,-2.1999999999999999E-2,0.314,0.313,2.5219999999999998,null,2.8621200223804446,19.106075417579103,11.880843206449136]
[0.57978125305466177,24.665494972353045,0.70299999999999996,0.79,-2.1999999999999999E-2,0.314,0.313,2.5219999999999998,null,3.1847830605207368,34.797687420206465,13.13861911705528]
[0.79050206129887945,27.520241497655434,0.60399999999999998,0.50900000000000001,-2.1999999999999999E-2,0.314,0.313,2.5219999999999998,null,3.2964721126496235,26.073543615136941,21.152779790720146]
[0.98957835253951787,29.88317727070708,0.91500000000000004,0.60899999999999999,-2.1999999999999999E-2,0.314,0.313,2.5219999999999998,null,3.3803257759113663,23.374584389807861,7.0501672397862087]
[0.95182358349986973,29.454722851356145,0.80400000000000005,0.6,-2.1999999999999999E-2,0.314,0.313,2.5219999999999998,null,3.3656339175604857,25.290427058730398,8.2812143161856735]
[0.42846888679586892,22.276069980256324,0.95,0.496,-2.1999999999999999E-2,0.314,0.313,2.5219999999999998,null,3.0806358837851686,16.839431182960112,5.0388323185008694]
[0.66966336357807577,25.937726761884974,0.64900000000000002,0.61699999999999999,-2.1999999999999999E-2,0.314,0.313,2.5219999999999998,null,3.2361045719956918,29.35217520483252,15.644655419020667]
[0.6631074141714568,25.847936511961649,0.64100000000000001,0.75700000000000001,-2.1999999999999999E-2,0.314,0.313,2.5219999999999998,null,{"$f":"-LN(-LN(1-(1/B100441)))","v":3.2325676068524496},{"$f":"D100441*(C100441^((E100441*J100441)+F100441-1))*EXP((G100441*J100441)+H100441)","v":36.310642772834036},26.78593342996329]
[0.85930545922046286,{"$f":"IF($B$13=\"exact vlaue\",$B$15,(IF(A100442<=$B$17,($B$14+(SQRT(A100442*($B$16-$B$14)*($B$15-$B$14)))),($B$16+((SQRT(A100442)-1)*(SQRT(($B$16-$B$14)*($B$16-$B$15))))))))","v":28.367386454398211},{"$f":"IF($C$13=\"exact value\",$C$15,(RANDBETWEEN(($C$14*1000),($C$16*1000))/1000))","v":0.50900000000000001},{"$f":"IF($D$13=\"exact value\",$D$15,(RANDBETWEEN(($D$14*1000),($D$16*1000))/1000))","v":0.67400000000000004},{"$f":"IF($E$13=\"exact value\",$E$15,(RANDBETWEEN(($E$14*1000),($E$16*1000))/1000))","v":-2.1999999999999999E-2},{"$f":"IF($F$13=\"exact value\",$F$15,(RANDBETWEEN(($F$14*1000),($F$16*1000))/1000))","v":0.314},{"$f":"IF($G$13=\"exact value\",$G$15,(RANDBETWEEN(($G$14*1000),($G$16*1000))/1000))","v":0.313},{"$f":"IF($H$13=\"exact value\",$H$15,(RANDBETWEEN(($H$14*1000),($H$16*1000))/1000))","v":2.5219999999999998},null,3.3273497392599944,39.711059197449458,7.6701119742114949]
[0.39202384211467534,21.639745970576328,0.86599999999999999,0.67800000000000005,-2.1999999999999999E-2,0.314,0.313,2.5219999999999998,null,3.0509684442178142,24.45163227071323,12.060383103180138]
[0.85613693797528978,28.32913581112188,0.96599999999999997,0.30199999999999999,-2.1999999999999999E-2,0.314,0.313,2.5219999999999998,null,3.3259759058352794,10.934938553817593,5.4885829218766107]
[0.6497151304991996,25.663125740197827,0.88900000000000001,0.36499999999999999,-2.1999999999999999E-2,0.314,0.313,2.5219999999999998,null,3.2252480258908918,13.635907963325831,10.914890173545064]
[0.11907479305770607,8.8580239932137879,0.58499999999999996,0.41799999999999998,-2.1999999999999999E-2,0.314,0.313,2.5219999999999998,null,2.1220272600956074,14.980430584553154,16.334436970604848]
[0.90845947470481125,28.951986349924287,0.90900000000000003,0.68899999999999995,-2.1999999999999999E-2,0.314,0.313,2.5219999999999998,null,3.3481150211045971,26.309370129435372,22.422728228736283]
[9.4103818319908661E-2,8.4297197101204322,0.64900000000000002,0.30199999999999999,-2.1999999999999999E-2,0.314,0.313,2.5219999999999998,null,2.0692901346305228,9.8612609530529323,12.69753105502673]
[0.21922808467419952,18.108992728815188,0.66900000000000004,0.41299999999999998,-2.1999999999999999E-2,0.314,0.313,2.5219999999999998,null,2.8681408773374635,17.05659080603434,17.428298008715956]
[0.28719095725914745,19.622453314039113,0.63100000000000001,0.75700000000000001,-2.1999999999999999E-2,0.314,0.313,2.5219999999999998,null,2.9506352499629878,33.545901986684868,10.723718941826617]
[0.10136899648075903,8.5596523088772134,0.57499999999999996,0.33800000000000002,-2.1999999999999999E-2,0.314,0.313,2.5219999999999998,null,2.0855853928422201,12.122849079494074,16.849307188750164]
[0.60541445333413779,25.03780368382888,0.95699999999999996,0.7,-2.1999999999999999E-2,0.314,0.313,2.5219999999999998,null,3.2000765073348933,24.537296952038819,7.8329743010872708]
[0.70079637106398429,26.358246089805142,0.95599999999999996,0.443,-2.1999999999999999E-2,0.314,0.313,2.5219999999999998,null,3.25250489812522,15.798839825525851,10.347384279334182]
[2.050504938232478E-2,6.6009781924781477,0.80900000000000005,0.745,-2.1999999999999999E-2,0.314,0.313,2.5219999999999998,null,1.8062037515123837,19.044820563487939,7.7960715583307474]
[0.96863346675112683,29.646517533509233,0.53700000000000003,0.55300000000000005,-2.1999999999999999E-2,0.314,0.313,2.5219999999999998,null,3.3722373313602745,31.745980444535668,14.317934996931326]
[0.67149239927222859,25.96269872450689,0.71199999999999997,0.41399999999999998,-2.1999999999999999E-2,0.314,0.313,2.5219999999999998,null,3.2370860330429276,18.366488452433515,17.923520400004872]
[7.6432783284652306E-3,5.9774506591425238,0.876,0.55400000000000005,-2.1999999999999999E-2,0.314,0.313,2.5219999999999998,null,1.6978521542995848,12.917735536999775,15.656305255653928]
[0.7228911350882995,26.651042070856825,0.622,0.746,-2.1999999999999999E-2,0.314,0.313,2.5219999999999998,null,3.2637671658847647,36.978836356487825,14.609546476285274]
[0.75449624553725603,27.062196499350041,0.66600000000000004,0.67400000000000004,-2.1999999999999999E-2,0.314,0.313,2.5219999999999998,null,3.2793708914544131,31.883169255481345,18.236328037883681]
[0.46171077342196631,22.833246205833497,0.78,0.625,-2.1999999999999999E-2,0.314,0.313,2.5219999999999998,null,3.1059093168078844,24.817966469840893,12.630988653732947]
[0.63558376092531277,25.46603838799151,0.94,0.45200000000000001,-2.1999999999999999E-2,0.314,0.313,2.5219999999999998,null,3.2173827172656142,16.147962958374034,8.6967061111354518]
[0.29978436463598168,19.882366509239979,0.90700000000000003,0.79200000000000004,-2.1999999999999999E-2,0.314,0.313,2.5219999999999998,null,2.964141823642005,26.840457197528323,12.968353982071571]
[0.45471147404027157,22.717640324407601,0.82899999999999996,0.30399999999999999,-2.1999999999999999E-2,0.314,0.313,2.5219999999999998,null,3.1007177258803433,11.510262424891149,8.6238238571477339]
[0.47255955282740647,23.010714970232712,0.92700000000000005,0.441,-2.1999999999999999E-2,0.314,0.313,2.5219999999999998,null,3.1138269291989453,15.411440694905492,12.321811885022477]
[0.70350100536447779,26.39433295979487,0.67200000000000004,0.46200000000000002,-2.1999999999999999E-2,0.314,0.313,2.5219999999999998,null,3.2538998377340338,21.529375308256153,4.2907318269237802]
[0.20771482690860266,17.830365973810284,0.57299999999999995,0.79600000000000004,-2.1999999999999999E-2,0.314,0.313,2.5219999999999998,null,2.8521826594523669,36.727730183845019,16.151387236157067]
[0.96417851925356057,29.595851363293971,0.76400000000000001,0.56899999999999995,-2.1999999999999999E-2,0.314,0.313,2.5219999999999998,null,3.3704971499775485,24.97096839253625,7.8185574295836409]
[0.91300020683958827,29.005183264434752,0.88300000000000001,0.371,-2.1999999999999999E-2,0.314,0.313,2.5219999999999998,null,3.3499833676270172,14.490902847476562,10.010629257023396]
[0.45531339641132229,22.727616954774525,0.93799999999999994,0.79900000000000004,-2.1999999999999999E-2,0.314,0.313,2.5219999999999998,null,3.1011668176221066,27.564958419388667,14.415961646054594]
[8.2923864469758968E-2,8.2195470269464721,0.98099999999999998,0.52,-2.1999999999999999E-2,0.314,0.313,2.5219999999999998,null,2.0423547263426451,12.445410180528187,15.90439286698728]
[0.20176195228380223,17.683272442227207,0.64600000000000002,0.432,-2.1999999999999999E-2,0.314,0.313,2.5219999999999998,null,2.843654042082163,18.170907197187887,12.1107432904147]
[9.9948550185706364E-2,8.5346242761025248,0.83699999999999997,0.76,-2.1999999999999999E-2,0.314,0.313,2.5219999999999998,null,2.08246718057022,20.688706686408217,13.019008373804292]
[0.97654308084548436,29.736187433336006,0.59299999999999997,0.46100000000000002,-2.1999999999999999E-2,0.314,0.313,2.5219999999999998,null,3.3753097314216003,24.56678137381034,15.531939054012197]
[0.42034511754532855,22.136649591911866,0.61099999999999999,0.59799999999999998,-2.1999999999999999E-2,0.314,0.313,2.5219999999999998,null,3.0742105683362895,28.25715696333743,9.0194181333891645]
[0.72674818056865953,26.701693904172537,0.77500000000000002,0.68899999999999995,-2.1999999999999999E-2,0.314,0.313,2.5219999999999998,null,3.2657026587489488,28.928285630589077,16.561745321319464]
[0.60247005788559138,24.995443897723373,0.505,0.55500000000000005,-2.1999999999999999E-2,0.314,0.313,2.5219999999999998,null,3.1983482291257928,31.533204474102071,19.910675746582889]
[0.2489963459147142,18.797195155173938,0.67800000000000005,0.67700000000000005,-2.1999999999999999E-2,0.314,0.313,2.5219999999999998,null,2.9064987830852531,28.024635013171732,15.719368682871391]
[0.22360273194473224,18.212936728940861,0.71599999999999997,0.42399999999999999,-2.1999999999999999E-2,0.314,0.313,2.5219999999999998,null,2.8740295636614843,16.673957564719309,7.9828432438272179]
[0.49619174938457311,23.3903797034082,0.79800000000000004,0.78800000000000003,-2.1999999999999999E-2,0.314,0.313,2.5219999999999998,null,3.1305576467717842,30.998591768227989,9.5135960793637562]
[0.82040360134846291,27.892759455765638,0.54200000000000004,0.79600000000000004,-2.1999999999999999E-2,0.314,0.313,2.5219999999999998,null,3.3101676516773022,44.464795089621774,7.2913795992777635]
[0.88686844191599212,28.697198108540036,0.71299999999999997,0.52,-2.1999999999999999E-2,0.314,0.313,2.5219999999999998,null,3.3391177898761337,23.810414416685017,6.9472448238383526]
[0.62471299012920045,25.312930356059091,0.91400000000000003,0.40500000000000003,-2.1999999999999999E-2,0.314,0.313,2.5219999999999998,null,3.2112295274346137,14.75066099274116,7.2049813743557083]
[{"$f":"RAND()","v":0.76263966039570352},27.166732501027099,0.56499999999999995,0.53700000000000003,-2.1999999999999999E-2,0.314,0.313,2.5219999999999998,null,3.283299610013406,28.812605548388785,19.144427894352145]
[0.49977047634909,23.447079021698901,0.98099999999999998,0.41,-2.1999999999999999E-2,0.314,0.313,2.5219999999999998,null,3.1330323627294363,13.811790798286507,14.22258259059708]
[0.11835973290963486,8.8464225734706226,0.96299999999999997,0.48199999999999998,-2.1999999999999999E-2,0.314,0.313,2.5219999999999998,null,2.1206349091947194,11.983970728696402,13.302916567500203]
[0.69525146012088979,26.284044145201214,0.746,0.45600000000000002,-2.1999999999999999E-2,0.314,0.313,2.5219999999999998,null,3.2496304884072229,19.606075113196354,19.389151743817944]
[0.75226741995738466,27.033487131025478,0.67,0.53,-2.1999999999999999E-2,0.314,0.313,2.5219999999999998,null,3.2782892154921535,24.949087565964447,9.5127668822722011]
[0.47603608756914872,23.067153636877354,0.83899999999999997,0.33300000000000002,-2.1999999999999999E-2,0.314,0.313,2.5219999999999998,null,3.1163318045327588,12.556743544894944,7.7853104720356097]
[0.35724125490102232,21.004223047339089,0.67500000000000004,0.63600000000000001,-2.1999999999999999E-2,0.314,0.313,2.5219999999999998,null,3.0204326031516984,27.40110647379106,5.3795602497577111]
[8.3334501024596053E-2,8.2275087340043722,0.57099999999999995,0.309,-2.1999999999999999E-2,0.314,0.313,2.5219999999999998,null,2.0433884551709562,10.987614788974664,15.462489631030692]
[0.34197682463349366,20.715573981974963,0.55300000000000005,0.66500000000000004,-2.1999999999999999E-2,0.314,0.313,2.5219999999999998,null,3.0062493286872258,33.133736736931347,15.986285293031376]
[0.56460383322462493,24.441162880267996,0.877,0.35399999999999998,-2.1999999999999999E-2,0.314,0.313,2.5219999999999998,null,3.1754538583426957,13.153186119676723,13.961711591034035]
[0.14887359235302977,9.3138380873798141,0.69,0.629,-2.1999999999999999E-2,0.314,0.313,2.5219999999999998,null,2.1752487718622362,20.318584436473987,10.156612745472396]
[0.11214854827279463,8.7441378893009976,0.59,0.41299999999999998,-2.1999999999999999E-2,0.314,0.313,2.5219999999999998,null,2.1082743234671102,14.643710394426741,15.434596395699419]
[0.27562283360032369,19.378630971385888,0.61299999999999999,0.74199999999999999,-2.1999999999999999E-2,0.314,0.313,2.5219999999999998,null,2.937796756974707,33.464198652505338,14.420781125151811]
[8.1180311452286102E-2,8.185520197948172,0.79600000000000004,0.54600000000000004,-2.1999999999999999E-2,0.314,0.313,2.5219999999999998,null,2.0379246484803977,15.202781735149685,13.042449061919749]
[0.18858121851619958,9.8551675887166805,0.88600000000000001,0.371,-2.1999999999999999E-2,0.314,0.313,2.5219999999999998,null,2.2349755207756106,10.165278090111649,6.5485369879991939]
[0.63407482593676179,25.444864669595219,0.94299999999999995,0.66800000000000004,-2.1999999999999999E-2,0.314,0.313,2.5219999999999998,null,3.2165340294300968,23.800860860851795,24.806415075305235]
[0.71189387966408813,26.505876345079876,0.95299999999999996,0.76200000000000001,-2.1999999999999999E-2,0.314,0.313,2.5219999999999998,null,3.2581992875571077,27.288972197987707,6.6932120297024325]
[0.10118515215920265,8.5564229247799446,0.82299999999999995,0.50900000000000001,-2.1999999999999999E-2,0.314,0.313,2.5219999999999998,null,2.0851835951340947,14.040185223899392,19.047470453796716]

{"sheet":"National Estimate (Fixed)","index":1,"n_rows":300221,"n_cols":21,"rows_kept":4500,"cut":true,"hidden":false,"merged":[[19,0,19,1],[19,2,19,3],[19,4,19,7],[8,0,8,3],[17,19,18,20],[17,0,18,7],[17,9,18,10],[17,12,18,14],[6,0,7,3]],"bounds":{"rows_first":2000,"rows_last":500,"rows_between":2000,"halvings":0}}
["SC120020/1 Appendix C_Sewer Capacity-MC Analysis Tool (v0.2-March 2015).xls"]
["Monte Carlo Analysis of sewer capacity after WBSWFR/TN3 Sewer Capacity and Infiltration Analysis (Horritt et al., 2009)"]
["National estimate of sewer capacity- fixed MC samples"]
[]
[]
["Input: Ranges for MC sampling"]
["Table 1: range of input variables for MC analysis (after Horrit et al., 2009)"]
[]
["range of variables-FIXED here"]
[null,"SOP (years)","tcrit (hours)","PR"]
["min ",5,0.5,0.3]
["mode",10]
["max",30,2,0.8]
["ymode",{"$f":"((B12-B11)^2)/((B13-B11)*(B12-B11))","v":0.2}]
[]
[]
["Calculations: Monte Carlo Analysis of sewer capacity",null,null,null,null,null,null,null,null,null,null,null,null,null,null,null,null,null,"Results: Frequency Distribution and summary statistics"]
["Table 2: Randomly generated MC samples (fixed)",null,null,null,null,null,null,null,null,"Table 3: Calculated sewer capacity for each set of MC samples",null,null,"Table 4: Frequency distribution of sewer capacity",null,null,null,null,null,null,"Table 5: Sewer capacity estimate"]
[]
["triangular distribution",null,"uniform distribution",null,"DDF-normal distribution",null,null,null,null,"National Estimate",null,null,"bin interval",null,0.5,null,null,null,null,"Minimum estimate",{"$f":"MIN(K22:K15021)","v":3.4254181285290501}]
["y (rand)","SOP","tcrit","PR","C","D1","E","F",null,"y","infiltration rate (mm/hr)",null,"bin nr","bins","count",null,null,null,null,"maximum estimate",{"$f":"MAX(K22:K15021)","v":42.237563458493725}]
[6.6305298004582736E-2,7.8789168537095406,1.3779999999999999,0.371,-2.7470720359195899E-2,0.35167357619963002,0.30994422389655002,2.3204971487257402,null,{"$f":"-LN(-LN(1-(1/B22)))","v":1.9970933056333038},{"$f":"D22*(C22^((E22*J22)+F22-1))*EXP((G22*J22)+H22)","v":5.5983172564575119},null,0,{"$f":"M22*$O$20","v":0},{"$f":"N22","v":0},null,null,null,null,"Modal estimate",{"$f":"INDEX($N$22:$O$122,MATCH(MAX($O$22:$O$122),$O$22:$O$122,0),1)-($O$20/2)","v":10.75}]
[0.21362703087106827,17.974382655173201,0.73199999999999998,0.59599999999999997,-3.1662986886009499E-2,0.397781120692142,0.295742219850885,2.4184396326184801,null,2.8604629560621717,19.356292934779962,null,1,0.5,{"$f":"COUNTIF($K$22:$K$300220,\"<=\"&N23)-COUNTIF($K$22:$K$300220,\"<=\"&N22)","v":0},null,null,null,null,"Mean",{"$f":"AVERAGE(K22:K15021)","v":13.88787842618463}]
[4.4780745358586005E-2,7.3659233228960002,1.917,0.68500000000000005,-2.5573870157985599E-2,0.40461482127654003,0.291836410552963,2.3350476160627101,null,1.9247987016023425,8.157602767250399,null,2,1,0,null,null,null,null,"Standard deviation",{"$f":"STDEV(K22:K15021)","v":5.9104163442945836}]
[0.50246957883033005,23.489707898972888,1.6160000000000001,0.30099999999999999,-2.50219001707809E-2,0.39950949395046698,0.29352071668883101,2.4204131701078802,null,3.1348889297887932,6.1353504214916095,null,3,1.5,0]
[0.56560928495107143,24.456116664144002,0.55500000000000005,0.40600000000000003,-2.9898002592317001E-2,0.35030027216243398,0.29749004323607697,2.4587518917669602,null,3.1760784504544466,18.928081956223345,null,4,2,0,null,null,null,"Figure 1: National estimate of sewer capacity frequency distribution "]
[0.13581598451326582,9.120315286984507,1.56,0.57799999999999996,-2.1950887416813801E-2,0.35081016973783302,0.28820684253041001,2.5325598708152302,null,2.1529985912233678,9.9262813307897417,null,5,2.5,0]
[0.97916333770996633,29.765812691160924,0.72899999999999998,0.50600000000000001,-2.1956841714382901E-2,0.36481189879752002,0.30504954209138901,2.4236426492638699,null,3.3763227235405537,20.016825053242147,null,6,3,0]
[0.238738674054783,18.564947759720255,1.885,0.38900000000000001,-2.6127953140417302E-2,0.385906795383606,0.29391356066455898,2.3948767836117502,null,2.8937180324229095,6.4493781534497518,null,7,3.5,21]
[0.64664574569442879,25.62050129987075,1.069,0.79300000000000004,-2.4887205971210601E-2,0.35604289518453602,0.31648033714023899,2.34587421293512,null,3.2235522177096438,21.88525175385011,null,8,4,264]
[0.12197354316038189,8.9047013835948761,0.73899999999999999,0.63700000000000001,-2.54062269144089E-2,0.44130901568505798,0.31020347579954799,2.3828867892251102,null,2.1276097175891406,16.074312265664009,null,9,4.5,879]
[0.40139276514922606,21.80605529609781,1.524,0.60899999999999999,-2.6634809164116899E-2,0.43069380752304198,0.30373000344927498,2.4789242606616599,null,3.0588077000642184,13.982989648546033,null,10,5,1657]
[0.38230930052321832,21.465189104085585,1.627,0.442,-2.3532312135802799E-2,0.41546377523358402,0.29260651194460102,2.3892697457791598,null,3.0426737613123933,8.5314865969968618,null,11,5.5,2980]
[0.52132528868434935,23.784370374883167,1.956,0.45100000000000001,-2.80002762462482E-2,0.346286572217125,0.29889471010150598,2.3429792017185198,null,3.1476285997788565,7.3140260350996895,null,12,6,4554]
[0.89637245644436891,28.809729484678318,0.59599999999999997,0.60899999999999999,-1.8577168218129901E-2,0.36140241997495198,0.31314787498087299,2.3421785089654401,null,3.3431015501495294,25.939078500122168,null,13,6.5,6338]
[8.312261240965646E-2,8.2234029458333406,1.72,0.48699999999999999,-2.64637460024944E-2,0.360268254022164,0.28406502555156499,2.3527709406594002,null,2.0428555033624796,6.2797024338700007,null,14,7,7674]
[0.72338107709736177,26.657483610268329,1.43,0.66800000000000004,-2.5612633534029199E-2,0.38363954157296298,0.30799542927236501,2.3358606679833298,null,3.2640135161433137,14.692495379687742,null,15,7.5,8884]
[0.26167694747541048,19.077784883237719,0.58699999999999997,0.72299999999999998,-2.2372988081378799E-2,0.37665499842856098,0.28853147205523599,2.30650562769693,null,2.9217249779142134,24.33869384141785,null,16,8,9639]
[0.78889350894851828,27.500003860623991,1.5149999999999999,0.47899999999999998,-2.5798443034219701E-2,0.35930180627476099,0.30530984103714098,2.4458349142142399,null,3.2957226801894586,11.184404841542644,null,17,8.5,10357]
[5.5025770066552848E-2,7.6226363183482206,0.79800000000000004,0.437,-2.6325204578644502E-2,0.35892815914390702,0.29897449729449499,2.35534349039012,null,1.961631787619545,9.6823776200976912,null,18,9,10693]
[0.23181359222414843,18.405322087907116,0.81699999999999995,0.35599999999999998,-2.8829988176410099E-2,0.39688359429989201,0.27526576635459599,2.4094719907813,null,2.8848379752817794,10.068926898746776,null,19,9.5,11395]
[0.18928655780079251,9.8642388639024574,1.234,0.72199999999999998,-2.4999003224265001E-2,0.44704623576649299,0.30620961874763902,2.4746024505945701,null,2.2359465533584042,14.96214352078904,null,20,10,11440]
[0.6831479225516508,26.12103987648003,1.71,0.64400000000000002,-3.05430183169885E-2,0.40635869848798201,0.30147374135728,2.31205092438586,null,3.243286915334278,11.918963208035748,null,21,10.5,11634]
[9.2193906733458397E-2,8.3947368589748308,1.837,0.46600000000000003,-2.3571296523815601E-2,0.43557324572712097,0.29893504014182298,2.45824050321007,null,2.0648569503369476,6.9523745745567247,null,22,11,11729]
[0.42970689826408326,22.297200328620143,1.996,0.53400000000000003,-2.04798889808827E-2,0.26824610892158701,0.29687827369902903,2.58081401808461,null,3.0816061012037776,10.164990119275489,null,23,11.5,11668]
[0.7293565860889345,26.735872087693629,0.69499999999999995,0.754,-2.8352037385787801E-2,0.36567996339039999,0.28846419789943201,2.42434383922674,null,3.267006551363469,28.471113181767436,null,24,12,11382]
[0.72061385341795681,26.621072691752332,0.54,0.30099999999999999,-2.3082811312383902E-2,0.39294919020782898,0.28842937172831801,2.37146781583743,null,3.2626202179558215,12.582662189810684,null,25,12.5,11475]
[0.89149006598547209,28.751994925113788,1.123,0.39900000000000002,-2.17363951665514E-2,0.414245062901897,0.31267203594874798,2.4242701849973298,null,3.3410596529323997,11.866959588383201,null,26,13,11287]
[8.4265151295935814E-2,8.2454805363754655,1.7869999999999999,0.53200000000000003,-3.1418680559921398E-2,0.36937655424114402,0.28821615210385898,2.62294046947307,null,2.0457179386494944,8.8288364640323067,null,27,13.5,10769]
[0.79093093883189602,27.525633845579144,1.268,0.51,-3.08992790684635E-2,0.399808549934903,0.29882720205570801,2.5275326151744202,null,3.2966717052734493,14.477944344047632,null,28,14,10430]
[0.92251080232443716,29.116177564059385,1.157,0.79900000000000004,-2.4058098079562201E-2,0.438963011388179,0.283753091097452,2.3668596699562698,null,3.3538704292201946,20.096655995190677,null,29,14.5,9889]
[0.88846659313343457,28.716162886243307,0.59399999999999997,0.70899999999999996,-2.7359610964232201E-2,0.37928403822467699,0.29995843463236999,2.4577734553116901,null,3.3397902813543343,32.674116485556006,null,30,15,9246]
[9.105140145052848E-2,8.3736367885882537,0.56100000000000005,0.623,-2.3654008923421201E-2,0.29430302382143397,0.29744307546416099,2.44744278790977,null,2.0621734959947697,20.567786960424492,null,31,15.5,8674]
[0.394249632102744,21.679434756278972,0.63100000000000001,0.76300000000000001,-2.3226884217821101E-2,0.35948741383917399,0.29220851992492503,2.3499665948630102,null,3.0528448311407459,27.088515191416317,null,32,{"$f":"M54*$O$20","v":16},7914]
[0.79600970221892875,27.589379149964312,1.605,0.52900000000000003,-2.3579511700096999E-2,0.41815122183092301,0.30196502760815902,2.4805318214974599,null,3.299028162252033,12.526740219727909,null,33,16.5,{"$f":"COUNTIF($K$22:$K$300220,\"<=\"&N55)-COUNTIF($K$22:$K$300220,\"<=\"&N54)","v":7345}]
[0.86903893691652545,28.484450794472341,0.879,0.46500000000000002,-2.1613150833229601E-2,0.32017188085273202,0.28601543687575198,2.3775190835937901,null,3.3315426017611434,14.319726240725821,null,34,17,6758]
[0.66171221321647022,25.828770645733211,1.4550000000000001,0.54200000000000004,-2.37267582806811E-2,0.38283740889983597,0.29794026745374702,2.4919411129917202,null,3.2318110129373485,13.225453360417442,null,35,17.5,6006]
[0.16872964345410157,9.5925162418616114,1.9810000000000001,0.33800000000000002,-2.19511505475725E-2,0.37475438537360101,0.30402419973071398,2.3527348745130201,null,2.2064423839853173,4.3855227437687585,null,36,18,5725]
[0.82676486013455475,27.971128557447042,1.0229999999999999,0.377,-3.0088354190231401E-2,0.40392783965205298,0.29908904384166701,2.3133713375393898,null,3.3130251421003405,10.103982386237142,null,37,18.5,5251]
[0.37381453604434689,21.310723518818484,1.9710000000000001,0.46600000000000003,-2.6067284496413799E-2,0.40195461091478901,0.29543610962061501,2.4203504201066401,null,3.0352759420720816,8.1175261049041882,null,38,19,4795]
[0.94970694619539409,29.430453125741732,1.397,0.55600000000000005,-2.6532838816028699E-2,0.381543315951337,0.31867651291964,2.29819663178831,null,3.3647952034450248,12.767158388151971,null,39,19.5,4309]
[0.42968150026385643,22.296767142249603,0.97899999999999998,0.36499999999999999,-3.1453890910803903E-2,0.43609917186979202,0.29386356314179701,2.3354942624198398,null,3.0815862205448004,9.4614668776806692,null,40,20,4111]
[0.41067776499584008,21.968970691706449,0.69099999999999995,0.75900000000000001,-2.5125165602096499E-2,0.40291433128145698,0.30398589599614501,2.2758080568258001,null,3.0664278274146679,24.079823667236596,null,41,20.5,3718]
[0.90842578026977217,28.951591106700423,0.69299999999999995,0.4,-2.9592007955477E-2,0.39644311259553999,0.29368725323849798,2.3405752098630299,null,3.3481011265609184,14.371581119946265,null,42,21,3421]
[0.51033866594648014,23.613340788818842,1.2250000000000001,0.51200000000000001,-2.1188518948033998E-2,0.39933225359077101,0.29469119038809499,2.4402057280380398,null,3.1402539537484908,12.945873496403294,null,43,21.5,3138]
[0.49484980666574752,23.369066037725005,1.9670000000000001,0.621,-2.87373073742694E-2,0.41910081027712998,0.30982155603774703,2.4420403061707598,null,3.1296257973772108,11.958167876867709,null,44,22,2919]
[0.81263635921495003,27.796655852695437,0.78300000000000003,0.61099999999999999,-2.4202273762728401E-2,0.36425771877811702,0.301689755254616,2.5279724160680899,null,3.3066523414881073,24.729353292885985,null,45,22.5,2659]
[0.90227768266952768,28.879349446610153,1.296,0.315,-2.5254309712930099E-2,0.40082226694567302,0.31533202919164599,2.3537027569704101,null,3.3455582647312436,7.9742588350121952,null,46,23,2470]
[3.6636565220408257E-2,7.1399931431084145,1.129,0.78200000000000003,-2.9134465522808801E-2,0.34249349515480199,0.305408372189929,2.3950185944731301,null,1.8912161760373229,14.016695937457181,null,47,23.5,2260]
[0.65234438565722319,25.699558120129939,0.73199999999999998,0.67800000000000005,-3.33802932806379E-2,0.36877822439649799,0.29391024995103598,2.35836897466449,null,3.2266952071232629,23.304517634369134,null,48,24,2110]
[8.3634630020235079E-3,6.0224641192985402,1.1930000000000001,0.63200000000000001,-2.6201238603372101E-2,0.41945300316357398,0.30173789906097298,2.4310844911774199,null,1.7060819492940535,10.768981079435859,null,49,24.5,1966]
[0.19721765343925557,9.9650988590265701,0.54800000000000004,0.59799999999999998,-2.9436154602012401E-2,0.39640349622930299,0.30371719462353802,2.4910053786270598,null,2.2466799194589844,21.370798710057386,null,50,25,1796]
[0.58703660570106841,24.771696092071277,1.8979999999999999,0.32200000000000001,-2.3910825633755399E-2,0.33906382520377598,0.29906259590749101,2.3304197727070899,null,3.1891694205170729,5.3579651784647204,null,51,25.5,1640]
[7.4561674047769033E-2,8.0529017763385582,1.9930000000000001,0.52900000000000003,-2.4273681329837302E-2,0.39608365738791002,0.30252505050866901,2.4084838044550998,null,2.0204682479843763,6.9077973615077743,null,52,26,1528]
[0.83336908819217015,28.052172649298054,0.73399999999999999,0.40799999999999997,-2.0245738441352201E-2,0.38474204515426103,0.31207849503933,2.5051405468393302,null,3.3159716029523958,17.366153554746443,null,53,26.5,1334]
[0.87933539816826645,28.607574780022489,1.708,0.79600000000000004,-2.3989639204457801E-2,0.40150167375714102,0.30682021058432801,2.3860747129613902,null,3.335933610214727,16.747010136319066,null,54,27,1231]
[0.31753015628713421,20.239521737024326,1.857,0.76500000000000001,-2.8188223689120599E-2,0.37935667965903802,0.29472843765699802,2.4774583599468998,null,2.9824088782637128,14.187898687908808,null,55,27.5,1136]
[2.8513325067826445E-2,6.8878997943424611,1.7310000000000001,0.35399999999999998,-2.4706853344172702E-2,0.40838116296403398,0.29783676514292101,2.3996152615654101,null,1.8523578811873043,4.7737139706116078,null,56,28,1102]
[0.34724403187238062,20.815890944889365,0.94899999999999995,0.34499999999999997,-2.9430992782758701E-2,0.36230396773892598,0.27879892609853202,2.3008955121220098,null,3.0112014269981549,8.2831605193101758,null,57,28.5,957]
[0.91544580125886255,29.033779802879533,0.74299999999999999,0.65400000000000003,-2.6066336276403E-2,0.297140823795841,0.30441182942690798,2.36921529702028,null,3.350986275134983,24.517460845710065,null,58,29,837]
[0.58384830977507418,24.725108321766534,0.77500000000000002,0.71899999999999997,-2.61639506830941E-2,0.37391049187269998,0.29064343405388399,2.3570810195481702,null,3.1872476033755901,22.97440492485369,null,59,29.5,831]
[0.98418976599484953,29.822531962652373,1.7410000000000001,0.77800000000000002,-2.5999853147738498E-2,0.33240973576614702,0.29229293782799698,2.39575703557131,null,3.3782592966993028,15.079213376655801,null,60,30,746]
[0.75595645415338653,27.080982372994832,1.135,0.69799999999999995,-2.7080722134242102E-2,0.39853551245651597,0.313514669430349,2.2804605869427501,null,3.2800780493886088,17.494098054385759,null,61,30.5,647]
[0.2423709957497977,18.647748717520862,1.044,0.32500000000000001,-2.22769872881225E-2,0.454677858111873,0.30243065492369098,2.3478678508127802,null,2.8982934014315678,7.9582496797414377,null,62,31,581]
[0.40468451185163645,21.864026054150848,0.85399999999999998,0.45800000000000002,-3.23715668759793E-2,0.33409564487402099,0.29643859113907101,2.4401981469791898,null,3.0615258589333596,14.696414983053868,null,63,31.5,575]
[7.0804037213068716E-2,7.9749797733150372,0.63800000000000001,0.33700000000000002,-2.4544176871646398E-2,0.35912351555446798,0.29269764626983802,2.4593252123205902,null,{"$f":"-LN(-LN(1-(1/B86)))","v":2.0100670980906443},{"$f":"D86*(C86^((E86*J86)+F86-1))*EXP((G86*J86)+H86)","v":9.6812182210593729},null,64,{"$f":"M86*$O$20","v":32},491]
[0.10475841767420158,8.6186740954768499,1.9890000000000001,0.39100000000000001,-2.295482919788E-2,0.45938805155911699,0.317783260868085,2.5023277830706099,null,2.0929004739448258,6.1940638549548916,null,65,32.5,{"$f":"COUNTIF($K$22:$K$300220,\"<=\"&N87)-COUNTIF($K$22:$K$300220,\"<=\"&N86)","v":437}]
[0.88176102226681774,28.636475059250692,1.4790000000000001,0.57099999999999995,-2.35147450493399E-2,0.39148337129914801,0.30045596703236499,2.4922090392443002,null,3.3369615011326852,14.376436195780402,null,66,33,368]
[0.82418704375271901,27.939406970539903,0.91300000000000003,0.31,-2.4035285022475299E-2,0.36459885414209198,0.29057880748013099,2.3770027702407699,null,3.3118694947938758,9.3302145324027723,null,67,33.5,357]
[0.75100426376135421,27.01719760826256,1.3149999999999999,0.65900000000000003,-2.5862932292497299E-2,0.39995889481458202,0.30456276611024002,2.3415157357752299,null,3.2776749582703339,15.413061128316061,null,68,34,306]
[0.79521927692156968,27.579471640194136,1.9139999999999999,0.56799999999999995,-2.3697896762169199E-2,0.40040116168853102,0.31273489680959699,2.4901731225758001,null,3.2986622781177548,12.380725253222099,null,69,34.5,250]
[0.9193594484895824,29.079463047399326,0.57999999999999996,0.68100000000000005,-2.40657393023175E-2,0.35893875241263901,0.30023473631395298,2.4698034464105398,null,3.3525863451413804,32.63308878417056,null,70,35,220]
[0.60116967890383799,24.976702941315398,1.748,0.66100000000000003,-2.6869194413148698E-2,0.33231641598680001,0.29548300104323699,2.4472542244106199,null,3.197582644196741,12.899897465693453,null,71,35.5,181]
[0.73350935619530166,26.790160365780544,0.80700000000000005,0.78700000000000003,-2.7283394448776001E-2,0.31703088139008001,0.30285310040920899,2.4626209645984498,null,3.26907415163596,29.333165627263298,null,72,36,146]
[0.89793585063219972,28.828183462941507,1.9490000000000001,0.49399999999999999,-2.7006016174012101E-2,0.38842414430573502,0.26499078071376098,2.4427222248913001,null,3.3437533331747038,8.6295470109977508,null,73,36.5,133]
[0.96547625326347886,29.610622567643045,1.502,0.316,-3.1015457319907899E-2,0.42644975217080699,0.31188334321191302,2.3233622814250898,null,3.3710047949521051,7.0066424143872581,null,74,37,102]
[0.12020244420411563,8.8762488988085444,1.0289999999999999,0.55700000000000005,-2.6795613762030501E-2,0.27557353685991298,0.28123764457262901,2.44976725134498,null,2.1242106157527614,11.469008765447004,null,75,37.5,110]
[0.85424943735391901,28.306316104349431,1.8180000000000001,0.41099999999999998,-2.5597287554016E-2,0.38877812125811401,0.29487519533384499,2.3739031595779898,null,3.3251553993576848,7.7602973644020388,null,76,38,87]
[0.23354600091827149,18.44547589939139,1.667,0.78,-2.49296492524568E-2,0.31743181520515701,0.29401608287988101,2.4782369867724401,null,2.8870791901038251,14.776425393731124,null,77,38.5,54]
[0.15179490604479839,9.3559572146199734,0.872,0.43099999999999999,-2.1092071969210601E-2,0.37088180913278201,0.30075560319771799,2.3880544532829,null,2.1800263475995698,9.9197525739091645,null,78,39,38]
[0.54828126038845126,24.196512927698585,0.93600000000000005,0.76400000000000001,-2.7193314110314299E-2,0.361077854957574,0.29150956767300901,2.4083021775245399,null,3.1651794693673629,22.415344293544006,null,79,39.5,36]
[2.126489901487838E-2,6.6303718523268849,1.76,0.34300000000000003,-2.38810049061291E-2,0.37981440901595098,0.29745199256906901,2.4763592457291699,null,1.8110315855513599,4.8065544086428282,null,80,40,30]
[0.14873935202694455,9.311892740243902,0.54500000000000004,0.57999999999999996,-2.32832346982976E-2,0.36878183480753202,0.29207823770003999,2.4483981117813598,null,2.1750275573875824,19.159856234592393,null,81,40.5,22]
[0.57400689603681965,24.580496335839563,1.29,0.41399999999999998,-2.2800974201525499E-2,0.33160790812022001,0.31552910625343999,2.3160074761717802,null,3.1812584950295477,9.4803980187364338,null,82,41,8]
[0.74888326796400928,26.9898146368254,0.96399999999999997,0.75800000000000001,-2.9373111900848899E-2,0.376009799729703,0.30748697105692002,2.52331927137649,null,3.2766415299797083,26.580521025617628,null,83,41.5,6]
[0.89807353000788415,28.829807831566093,0.81499999999999995,0.41,-2.5279080482638799E-2,0.37043865442919499,0.31422628053879997,2.3239707447628302,null,3.3438106845216722,13.862192179894686,null,84,42,11]
[0.99793900354492004,29.976945474174407,0.54,0.56599999999999995,-2.5191200952222999E-2,0.38149241452659999,0.31186225923116101,2.4833169490694398,null,3.3835125287271928,30.053582709177419,null,85,42.5,17]
[0.15636152573172224,9.4209943131003087,1.583,0.67900000000000005,-2.94263955317061E-2,0.38300954381713698,0.309012736738209,2.3801144936227501,null,2.1873588725255182,10.548041391826766,null,86,43,4]
[0.28801113794229394,19.639552263223152,1.08,0.44800000000000001,-2.8522952157254301E-2,0.37163865781070499,0.29539069383523903,2.4323967508503199,null,2.9515294394435037,11.547288209381186,null,87,43.5,4]
[0.2457607158195293,18.724461537126391,0.72799999999999998,0.311,-2.2320197159271901E-2,0.38285351590588401,0.29074034497953,2.39805502479705,null,2.9025137452775018,9.8794064935182622,null,88,44,1]
[0.72730594627545397,26.709007509740857,1.38,0.63200000000000001,-2.6447098990013899E-2,0.36812492633793598,0.27421208389745799,2.4335350204488901,null,3.2659818147604809,13.9978546454536,null,89,44.5,1]
[0.33083784202346844,20.500848944860181,1.5529999999999999,0.32800000000000001,-2.4674406335064101E-2,0.35669858279818301,0.30916320968190097,2.4720950074317898,null,2.9955663478123822,7.1546486913516878,null,90,45,2]
[0.2712196703310864,19.284483820484269,0.94499999999999995,0.751,-2.57008438376287E-2,0.37865064606008397,0.290109460014989,2.3572958309091598,null,2.9327949602786512,19.320983336337189,null,91,45.5,1]
[0.56692639161426184,24.475685503978767,1.768,0.33,-2.8160581766629701E-2,0.45790731717223299,0.30317804149873301,2.4989996646139301,null,3.1768952159665096,7.3419937519534226,null,92,46,0]
[0.12893241342268758,9.0145425241035806,0.56699999999999995,0.32500000000000001,-2.79025492274672E-2,0.38545258372803498,0.28893210556534399,2.33495067643234,null,2.1406243995307497,9.1348553057769966,null,93,46.5,1]
[0.79980585893347356,27.636893314423148,1.228,0.54200000000000004,-2.4491578135687499E-2,0.34540191562244499,0.287227572893134,2.3655083069760798,null,3.3007810008687426,12.80767722078569,null,94,47,1]
[0.60078614851977563,24.971171662742037,1.113,0.52900000000000003,-2.9229672915062E-2,0.37489646562294399,0.29264976509844998,2.4154412879298399,null,3.1973565743909411,13.977537733527274,null,95,47.5,0]
[0.68802983655766925,26.186959381477912,1.4710000000000001,0.79200000000000004,-2.33439824992135E-2,0.42496147706588699,0.29483481286423802,2.48047753437142,null,3.2458571282239408,19.165278306715457,null,96,{"$f":"M118*$O$20","v":48},0]
[0.69057726790537344,26.221263986425093,1.252,0.7,-2.4065533804540899E-2,0.364389613695348,0.30034067174867701,2.4294890467353101,null,3.2471920612062823,17.951377409329972,null,97,48.5,{"$f":"COUNTIF($K$22:$K$300220,\"<=\"&N119)-COUNTIF($K$22:$K$300220,\"<=\"&N118)","v":0}]
[0.96995281107915021,29.661500079402874,1.107,0.311,-2.8793828591767299E-2,0.396049569812851,0.31403569214635002,2.45509490832081,null,3.3727513424857354,9.7282209705070528,null,98,49,0]
[5.6645873240467659E-2,7.6609648917372919,1.1519999999999999,0.61,-2.69030632945307E-2,0.39156862922926,0.30214965335649402,2.4669708599510698,null,1.9670162064084802,11.863032458920117,null,99,49.5,0]
[0.41994248003905743,22.129704623613783,1.677,0.44500000000000001,-3.00384418559973E-2,0.417360267883916,0.28276566527991498,2.4512806601253501,null,3.0738894207407212,8.6869666513850472,null,100,50,0]
[0.99427555857820293,29.935906943356585,1.6080000000000001,0.39800000000000002,-3.3487890438899701E-2,0.33986692802450302,0.30337784798684603,2.3151633570996899,null,3.3821190663315761,7.7878528362643387]
[0.39814000939368088,21.748537237183911,1.331,0.76500000000000001,-2.2646452870593099E-2,0.36831026082580798,0.31448288876378799,2.3612882165623801,null,3.0561034429878595,17.358675285380947]
[0.80664176459470704,27.722170677498969,1.044,0.622,-2.7763359225572101E-2,0.45630491913442101,0.31095972322333298,2.3842702855787299,null,3.3039192697137589,18.347254264764942]
[9.880007215770259E-2,8.5142579614639597,1.0229999999999999,0.69599999999999995,-2.48869502821252E-2,0.37973389798650198,0.30130444599119,2.3900769895413698,null,2.0799225524602223,14.000313019064457]
[0.12615557655727527,8.9710763112359615,1.93,0.34200000000000003,-2.5204206156319599E-2,0.30648822812917098,0.303035101034687,2.33023124082185,null,2.1354945246515915,4.1083794011474737]
[0.86317276649029773,28.413977460324876,1.631,0.65100000000000002,-2.59270151278111E-2,0.43297154893193901,0.294576023969773,2.4359262429730402,null,3.3290205840952831,14.407093344258458]
[0.93179209947936925,29.223945534228221,1.508,0.63400000000000001,-2.9413411186942299E-2,0.34976521565961199,0.31702812052447599,2.5238283345958301,null,3.3576300986680114,16.859430255301039]
[0.12282255658377672,8.9182674197879983,1.669,0.45400000000000001,-2.9220296620111001E-2,0.338060216513353,0.32150814850853598,2.3338438800900598,null,2.1292263280470087,6.4097396550360619]
[0.21618722329654771,18.036127987400803,1.1120000000000001,0.73399999999999999,-2.7273059263099201E-2,0.40753179678713802,0.29974473769177801,2.5157432403527,null,2.8639921249781084,19.960890083230272]
[5.0851948867400742E-2,7.5212087593900456,1.97,0.60899999999999999,-3.0032013126949E-2,0.42377792958690202,0.30086911824812201,2.3679441234451399,null,1.9472412433920883,7.595248566354706]
[0.29074138376161851,19.696297121422251,1.542,0.68799999999999994,-2.95900699399806E-2,0.36348108016886699,0.30596875377608301,2.4210226510936899,null,2.9544911923111381,13.978395681241803]
[0.81868870791939796,27.871580453649297,1.7749999999999999,0.69699999999999995,-2.0993568222972301E-2,0.34471783690139601,0.30853026681870399,2.3062964335148299,null,3.3093940200631859,12.81361466090399]
[0.86211242802919252,28.401213539789083,1.85,0.51500000000000001,-2.58104709717513E-2,0.39356379712863898,0.31065346777657299,2.4077603255238298,null,3.328563122507965,10.509494497789559]
[0.46032463836483639,22.810421674218574,0.5,0.72799999999999998,-3.0138879342595501E-2,0.32997734894587299,0.29757973077211702,2.3853276030191601,null,3.1048864540954799,33.822022575427233]
[0.66537326185823853,25.879019535273621,0.50800000000000001,0.626,-2.6140172254533901E-2,0.33900186012781403,0.29934506810622702,2.4991654608927099,null,3.2337934278077274,33.238494099832216]
[0.7580541302241971,27.107937667237145,1.57,0.54300000000000004,-2.9836369138688802E-2,0.39454678222027201,0.29618031914043402,2.4513437654176502,null,3.2810918564175573,12.124509896813578]
[0.52083330091657276,23.77675033200137,1.6579999999999999,0.629,-3.0587543646548501E-2,0.350673830537927,0.29522716679577798,2.3827349746466502,null,3.1473011855317337,11.837805376313806]
[1.8594798658157607E-2,6.5245818548932366,0.80300000000000005,0.38400000000000001,-2.68877455184095E-2,0.37194288478001197,0.29193842559066002,2.3372491654076799,null,1.7935452300709198,7.7843690379948374]
[0.36456607149523002,21.140543715768228,1.1950000000000001,0.68200000000000005,-2.2758217485283599E-2,0.45728733272958599,0.29474018505808303,2.3989055831021,null,3.0270616298882698,16.435142719043085]
[0.84488445401497814,28.192719627716222,1.671,0.52300000000000002,-2.5562608937841399E-2,0.40832267138455602,0.32231647562167298,2.3427564714007998,null,3.321060869507281,11.219440296650566]
[0.53811765264706501,24.042332945948598,0.63800000000000001,0.75700000000000001,-2.3768010452789701E-2,0.44033833223162699,0.30190114947185598,2.47914468984894,null,3.1586498174774751,31.174923609252879]
[0.42711417754920511,22.252912828280824,0.626,0.58099999999999996,-2.9970585840070601E-2,0.38872612379882499,0.29979196795380197,2.3804436318933102,null,3.0795715214163377,21.982040151633029]
[0.35780975932824721,21.014853099027107,0.58099999999999996,0.55400000000000005,-2.7566057610320899E-2,0.31195281409917802,0.30062325206129498,2.52264696112496,null,3.0209511065867414,26.024966742246008]
[1.2461918835865116E-2,6.2480944894050046,1.127,0.68100000000000005,-2.6892295839650301E-2,0.40685489200133601,0.31282805021420801,2.4510452151650499,null,1.7463379483050245,12.636947920501466]
[0.15406583529107309,9.3884199219518791,0.73899999999999999,0.42299999999999999,-3.0124717032879299E-2,0.36594051440742498,0.31022292900312698,2.4732272815741601,null,2.1836930491762572,12.206253294187277]
[0.70000289481087219,26.347645842369257,1.581,0.59899999999999998,-3.0486085793572398E-2,0.43385749973654902,0.30898964109098898,2.3318576483400699,null,3.2520947749715656,12.422237580116231]
[0.1919126123943623,9.8978644886618987,1.391,0.77300000000000002,-2.2833860449015499E-2,0.40874349998383203,0.30381999438947499,2.4372333016573799,null,2.239537781872837,14.128142874899778]
[0.44934049844505242,22.628324502222327,1.5,0.68300000000000005,-2.5961767352293899E-2,0.35652664430387598,0.30719173772156899,2.3743619350632099,null,{"$f":"-LN(-LN(1-(1/B150)))","v":3.0966882167684742},{"$f":"D150*(C150^((E150*J150)+F150-1))*EXP((G150*J150)+H150)","v":14.166428660680696}]
[0.38769859975662335,21.562297632091138,0.64,0.36699999999999999,-2.8193495773350001E-2,0.382924530865214,0.30917484377105098,2.3637107534914401,null,3.0472967059082299,13.697316190670394]
[0.62373643319277927,25.299111180627531,1.9039999999999999,0.68600000000000005,-2.3260522103417901E-2,0.38742975298360899,0.30068432781455301,2.51502034387704,null,3.2106722869078133,14.310316849065096]
[0.20616930846888304,17.79238154828985,1.8280000000000001,0.77200000000000002,-2.5212471563346502E-2,0.37357856162422298,0.30126083450201901,2.3138929204790202,null,2.8499872484264146,12.091413276265751]
[0.19561588757509174,9.9448949379017613,0.89100000000000001,0.43099999999999999,-2.93651828837188E-2,0.38559109109635198,0.28432809166402701,2.4235923445438998,null,2.2445390739679087,9.9606965300559533]
[0.35842549260727696,21.026356726918369,0.91700000000000004,0.38100000000000001,-2.14454086179247E-2,0.38455458598821401,0.30520639322340398,2.3708131530562899,null,3.0215119177151069,10.88062370083628]
[0.74401105532528378,26.926765044434298,0.86099999999999999,0.65600000000000003,-2.5015693082569401E-2,0.42130019624320098,0.31603833163427802,2.33389370588224,null,3.2742579806942662,21.030153650784801]
[0.98173104992991578,29.794805436681802,1.2110000000000001,0.504,-2.0971682003883701E-2,0.34938193039958199,0.30873712836461598,2.4389051880160402,null,3.377313095105928,14.272146440582285]
[0.12981389619931849,9.0282424238015793,0.68,0.61799999999999999,-2.21307047562815E-2,0.402871536971872,0.28927814419742898,2.5105685139312302,null,2.1422358076869195,18.130175065248537]
[0.62442618078400247,25.30887286201024,0.61499999999999999,0.53200000000000003,-2.8326071189463599E-2,0.43585692489324201,0.287786342197486,2.3999663039160199,null,3.2110659463982194,20.316251913102558]
[2.050159305499466E-2,6.6008432564977539,1.3129999999999999,0.35399999999999998,-3.0392582552884202E-2,0.37926737086386902,0.29942888269460599,2.4771795697892398,null,1.8061815345460148,6.0228525264082524]
[0.59483601256006668,24.885131492670357,1.617,0.47399999999999998,-2.62479493392964E-2,0.385670776373569,0.29804401783444101,2.3151294481538698,null,3.1938334138907938,8.8903595755292262]
[0.49811715782183696,23.420910097727806,0.753,0.63700000000000001,-2.7124036191635399E-2,0.40578385544014001,0.326903448383072,2.3296046267900299,null,3.1318909469822191,22.08983387453258]
[0.13098098809767067,9.0463098635928567,0.78500000000000003,0.35899999999999999,-2.8868333973126301E-2,0.39404510476959997,0.289567047295473,2.47437324586202,null,2.1443569625411296,9.3235654814229285]
[0.19726926835618219,9.9657485381886559,1.008,0.78100000000000003,-2.4307583141778499E-2,0.35267976317307098,0.29512513754834102,2.3842212228174202,null,2.2467486845424562,16.354776328762195]
[0.7812335685101568,27.403347756228587,1.5249999999999999,0.73499999999999999,-2.0939132398928199E-2,0.40248818827571903,0.285935473562971,2.3913256727031298,null,3.2921355788668802,15.541947149298982]
[0.80744020591984433,27.732107561753622,1.369,0.69399999999999995,-2.7858018042209901E-2,0.41952754032564399,0.28411923574491299,2.3812123972796999,null,3.3042843142759222,15.541491776958081]
[0.50230858030871994,23.487168348780926,0.69699999999999995,0.58599999999999997,-2.8878977757202402E-2,0.39656625086817698,0.31222214733529502,2.3828034193635701,null,3.1347784241761585,21.706568139092749]
[0.63682900407241771,25.483493000342765,1.4970000000000001,0.39600000000000002,-2.68375441954887E-2,0.337242301128167,0.29011690483775399,2.4048100968917301,null,3.2180817940405992,8.2469663860973075]
[0.47726821639546668,23.087106739507451,1.617,0.39900000000000002,-2.37457179040899E-2,0.35898602209890701,0.303211131962695,2.4894630763345198,null,3.1172158686567633,8.7777296158657858]
[0.96579916353195427,29.614296488151446,1.2609999999999999,0.78400000000000003,-2.8904271073194501E-2,0.43565519926489799,0.30150856331019599,2.4200507836123601,null,3.3711310173060056,20.898097647155161]
[0.57918748152296085,24.656774228509221,0.57699999999999996,0.46700000000000003,-3.00844703721527E-2,0.36203644011418901,0.30548318327915103,2.35147595817911,null,3.1844220164379324,19.420794010672587]
[3.5075228831849992E-2,7.0938967510317337,1.6020000000000001,0.34100000000000003,-2.64075560553951E-2,0.31302643331473901,0.30555687253438701,2.3050288740478502,null,1.8842230810092344,4.2960958288052593]
[0.42334108230655731,22.188221941395636,1.95,0.73199999999999998,-2.6221999650461399E-2,0.34500895067596499,0.30335372331557298,2.3805534721482902,null,3.0765921425864948,12.312012287351246]
[0.10042623896830871,8.543060805439076,0.95299999999999996,0.52200000000000002,-2.4349995109883799E-2,0.30384214641019902,0.29993507006814202,2.4993331293843002,null,2.0835193670783805,12.306426488849807]
[0.24177302914148846,18.634160586314508,1.873,0.499,-2.8024669068906199E-2,0.38752992240393003,0.29078622620259198,2.4774365469702699,null,2.8975439911486514,8.9311470592005175]
[0.71528947176173829,26.550817677104334,1.9510000000000001,0.70299999999999996,-2.65088703290032E-2,0.42331706515909001,0.30565260370029101,2.4958037129177399,null,3.2599263431712311,14.829712157178971]
[0.17885398661272689,9.7282923266852759,1.3640000000000001,0.749,-2.74781565659186E-2,0.35632184952003798,0.310381688237577,2.39348179817785,null,2.2212942366731867,13.13336265203702]
[0.98309746669102149,29.810218568224705,0.83099999999999996,0.621,-2.6269722758279601E-2,0.354744419643516,0.28518188876593198,2.39822349985345,null,3.3778391975927859,20.511346236854624]
[0.23762746066788765,18.539491339894923,1.77,0.52600000000000002,-2.0780482295184699E-2,0.35296305586309101,0.30000080286872299,2.57007930690571,null,2.8923071559450673,10.930499028611095]
[0.51708750593523722,23.718616010813701,1.085,0.63,-2.80620417215427E-2,0.38951356874576298,0.29224344960463,2.45975394696198,null,3.1447997626633604,17.457384680081638]
[0.25443301710772381,18.918349817740207,0.78,0.57899999999999996,-3.0581033091090799E-2,0.352885285954747,0.30469075432342002,2.40494345046667,null,2.9131017115777196,18.708971208502025]
[5.4488480678708373E-2,7.6098007749325518,0.57799999999999996,0.40699999999999997,-2.4404097392454499E-2,0.34462289052503597,0.29940959930537397,2.3190192604937701,null,1.9598221225017511,10.93917652307927]
[0.24950973479528016,18.808692069364707,0.81299999999999994,0.4,-2.90721276049004E-2,0.42272614747493997,0.31293611073693101,2.4244056730842298,null,2.9071272414585021,12.869582812506154]
[0.63945694391207208,25.520272994808192,0.59799999999999998,0.70899999999999996,-2.5878009228319801E-2,0.41463564632065503,0.30116099740977098,2.4525427661314598,null,3.2195532756499707,30.632404378826362]
[0.21808191355666995,18.081588023633536,1.5569999999999999,0.753,-2.8133606147887201E-2,0.38169120915574101,0.29657451170474902,2.4168578387841499,null,2.8665825356728365,14.495709060090787]
[0.70319526034395086,26.390257006186541,0.83699999999999997,0.79800000000000004,-2.4179646955553E-2,0.353859044914837,0.31021405330378699,2.4737980650564402,null,3.2537423790288753,29.561571480780795]
[0.1659281962250343,9.5542314969848974,1.048,0.33900000000000002,-2.4120196040759E-2,0.360932032517785,0.28810052141556097,2.3312627574557601,null,2.202214352190536,6.3694589969166415]
[0.80342651764212503,27.682105930114616,1.6060000000000001,0.44900000000000001,-2.6692547630529001E-2,0.38077825441604701,0.30676597913924197,2.32320045951883,null,3.3024460847399615,9.0289029745280747]
[0.91371736411878801,29.013573008652667,1.157,0.53100000000000003,-3.2984703913892501E-2,0.37049631072809702,0.31038989490435298,2.4458276541499102,null,3.3502777081442887,15.561664993307241]
[1.8986501068910311E-2,6.5405559495239984,1.103,0.71899999999999997,-2.55492935131812E-2,0.362927715036024,0.30590966187772101,2.4727654343348702,null,1.7962054069503919,13.810022271121476]
[0.56729749080127401,24.4811949840851,0.98699999999999999,0.53900000000000003,-2.05840016071956E-2,0.364746371681889,0.289868604256872,2.3614665092253802,null,3.1771250506731437,14.491232318411647]
[0.1601925188499661,9.4748256788668037,1.046,0.73299999999999998,-2.2537399918675999E-2,0.40785182951511301,0.30140755824582599,2.3807138229737599,null,2.1933875308167861,14.91479614258782]
[0.10333648472895318,8.5940312451506529,1.4159999999999999,0.41,-3.1373368497630803E-2,0.37311779603806,0.31010560819349497,2.4492854198771798,null,2.0898527928667869,7.1342280890449947]
[0.90878494042454883,28.955803757993056,1.762,0.52100000000000002,-2.6267450525822099E-2,0.38087271134732498,0.303835277189205,2.4574799764434601,null,3.3482492099078218,11.271386955852369]
[0.43642977151176698,22.411418442786992,1.625,0.623,-2.8317633324007999E-2,0.36974656789619098,0.30730045549588703,2.4209750590689301,null,3.0868342806088895,12.780489880186741]
[0.42338141395649831,22.188914960878741,0.54800000000000004,0.35299999999999998,-2.94834803952587E-2,0.381742462127243,0.29745099092779398,2.3870262363157901,null,3.0766241071277993,14.692151563966959]
[0.90281004040495894,28.885614494885484,1.089,0.42399999999999999,-3.0196801825146499E-2,0.35546352848061202,0.30378070481327002,2.4097628792588801,null,3.3457790468621815,12.238137931625509]
[0.37246421520157236,21.286008746426859,1.3919999999999999,0.53500000000000003,-2.5018056136316798E-2,0.44167922340775501,0.31079776761688299,2.5382039075850198,null,3.0340871803043457,14.096653440381186]
[7.6334730711303811E-3,5.9768234916766172,0.5,0.63200000000000001,-2.74596302154765E-2,0.35360025525551297,0.29721155969896501,2.3662960306102199,null,1.6977370070621991,18.036209178258666]
[0.76888648000915383,27.246544403976976,1.661,0.315,-2.5810275953399998E-2,0.340653757385387,0.30859909120238599,2.39824232188997,null,3.286288777602,6.5508885234669529]
[0.45594679349778777,22.738108148173083,1.847,0.623,-2.7250770126918199E-2,0.38143884403523398,0.301314993526616,2.2804440214333499,null,3.101638854567867,10.078656027630721]
[0.54371781288510013,24.127464645844313,1.526,0.53900000000000003,-2.7580909448381801E-2,0.41311250378237602,0.30681916060912301,2.42800991040186,null,3.1622604884798684,12.125390709664595]
[0.16547465385313709,9.5480030487722996,0.93300000000000005,0.74299999999999999,-2.47387340149136E-2,0.32000209479937902,0.297452848870492,2.3628934087560101,null,2.2015248071024072,15.984490637768927]
[0.48224825614709654,23.167492302666243,0.81200000000000006,0.754,-2.3523838032724901E-2,0.369940323071203,0.29961393871630898,2.3704494185954301,null,3.1207696213403295,23.798299689672486]
[0.73465246300611431,26.805076967250951,1.6850000000000001,0.68300000000000005,-1.88186554227769E-2,0.39071151832238499,0.29162058737401098,2.4795476290776399,null,3.2696415109120363,14.906120049694882]
[0.55155022900448958,24.245798313454355,0.503,0.60699999999999998,-3.0614812326529E-2,0.33761101746225902,0.28936542207427002,2.3680704752136799,null,3.1672577832569413,27.306927824292565]
[0.78134181276641435,27.404716916776522,0.61099999999999999,0.54100000000000004,-2.9476874490736299E-2,0.406244693656376,0.284270711139187,2.3134770569120802,null,3.2921864811214254,19.596303726146868]
[0.2884801412098067,19.649319001226161,1.8620000000000001,0.39200000000000002,-2.2471363724356201E-2,0.39901447239957899,0.30535480374158902,2.4382473672230698,null,2.9520398322470012,7.3033418644056143]
[0.89850428981170027,28.834889217266742,0.84499999999999997,0.62,-2.73253184648212E-2,0.37774113026068101,0.28486228228425398,2.3821224460261599,null,3.3439900710284771,19.625949461983865]
[0.38823053041610289,21.571845667578962,0.58699999999999997,0.35299999999999998,-3.06963031216674E-2,0.37575796569686498,0.30889452380353899,2.4137952572416301,null,3.0477500970154781,14.825275275667487]
[0.63410305033785597,25.445260951875479,1.7350000000000001,0.72099999999999997,-2.4927155048573998E-2,0.387732319670543,0.30541854751583802,2.3847132862420999,null,3.21654991988752,14.274113516399385]
[0.51415424332800896,23.672944945071002,0.88200000000000001,0.32900000000000001,-2.0718975267047801E-2,0.42801506763871,0.29390479471654102,2.35581306593819,null,3.1428302133518433,9.4669319655899837]
[0.85357858457414071,28.29819948519118,1.677,0.626,-2.3593160792249601E-2,0.43670376177915199,0.26818123178042702,2.4384818074242798,null,3.3248633953819549,12.552991177093379]
[0.810681736704291,27.772399183575367,0.97599999999999998,0.61399999999999999,-1.93448918324985E-2,0.31752494162815098,0.30696648417772099,2.4499685563251199,null,{"$f":"-LN(-LN(1-(1/B214)))","v":3.3057631157950826},{"$f":"D214*(C214^((E214*J214)+F214-1))*EXP((G214*J214)+H214)","v":19.98734557693497}]
[0.55721370417167559,24.330840589721365,1.5529999999999999,0.51,-2.4284555997786599E-2,0.45704365537735497,0.30259619373392699,2.50852349892032,null,3.1708337997884604,12.45052132079319]
[0.40875110023433026,21.935317920761751,1.9390000000000001,0.34599999999999997,-1.9660601330350001E-2,0.39488087050887599,0.30585091451837199,2.41487398224761,null,3.0648585217545246,6.3620687064452222]
[0.97272429330758681,29.692940033409823,1.5309999999999999,0.69899999999999995,-2.71553600432109E-2,0.35391732888170002,0.29120670501157703,2.4904082811539401,null,3.3738291049925193,16.454241763211261]
[0.53940035992122826,24.061871182773984,1.8129999999999999,0.76700000000000002,-2.9875249967865E-2,0.435637932290737,0.305312160236835,2.4674258613186102,null,3.159479641952764,16.036037874781449]
[0.53790627007203695,24.03911092598419,1.2350000000000001,0.49199999999999999,-2.6717819843492901E-2,0.39438466729307903,0.30516634536604598,2.4807465145163099,null,3.1585129062396753,13.325799889139404]
[0.4311893490631673,22.322462754160622,0.78,0.63,-2.1953167216745902E-2,0.43741211275306302,0.305719564807447,2.4450236040921198,null,3.0827648118478126,21.802965561537981]
[0.8157088690367571,27.834726497676556,0.94499999999999995,0.77100000000000002,-2.9795109776471099E-2,0.43362893058340202,0.28371949510960398,2.3469030453692601,null,3.3080463811705889,21.391827942876738]
[0.86859446767569681,28.479119500375376,1.9730000000000001,0.36799999999999999,-2.3840067941859801E-2,0.39111882624109101,0.33467474677144099,2.3374846665934399,null,3.3313520338889209,7.2789985837463078]
[0.11738200255698694,8.8305026197123748,0.51800000000000002,0.34200000000000003,-2.8044801229317101E-2,0.37748155480906298,0.30449488125365198,2.4097256651786401,null,2.1187210985027649,11.364401156526162]
[0.62162297609392314,25.269166737293737,1.8540000000000001,0.44500000000000001,-2.41259719797953E-2,0.40880981363152102,0.292541038338892,2.4592452829790301,null,3.2094637488671793,8.8082925953447031]
[0.55375183188241206,24.278909040270527,1.169,0.501,-2.9739457546016802E-2,0.45211050165818001,0.30474485665687001,2.3446131450347698,null,3.1686516060080367,12.414032816314124]
[0.29390049105331251,19.761623864436988,1.966,0.309,-2.5707631982801401E-2,0.37646344247531499,0.29751005690216997,2.4377614459342798,null,2.9578900379965694,5.3144778922391334]
[0.4537777597471826,22.702151296005695,1.95,0.56299999999999994,-3.2815515293408697E-2,0.33626916036316401,0.297188292014264,2.37727413651068,null,3.1000200970029117,9.1421150208661111]
[0.1148761314303971,8.7893952589825766,1.0640000000000001,0.72,-2.7676498920043001E-2,0.45476411310513198,0.30180559994511202,2.4348605384035298,null,2.1137623469979334,14.981988266270964]
[0.10701848470865516,8.6575005931075246,0.86299999999999999,0.38200000000000001,-2.44290367598827E-2,0.35968691637549799,0.28714498391756599,2.4361443857306999,null,2.0976834899046533,8.8290153069270385]
[0.72833972212242459,26.722555303499991,1.792,0.48199999999999998,-2.7091415953416399E-2,0.35895586685603598,0.303372929328589,2.2863814378397902,null,3.266498720219571,8.3476022879446461]
[0.77226465074563577,27.289570232898132,1.5249999999999999,0.57099999999999995,-2.1795710784553501E-2,0.375354856766353,0.30122456304547401,2.4470574559358198,null,3.2878965091098746,13.240083224196967]
[0.39601845992391715,21.710895473067211,1.591,0.436,-2.8146350832865499E-2,0.38101369399698398,0.29007673215999602,2.42964572410702,null,3.0543297169625125,8.6552670445513851]
[0.2003984484009439,17.649276478676342,0.60399999999999998,0.56899999999999995,-3.3905717838204799E-2,0.317394562910777,0.292859266113148,2.6106687751563298,null,2.8416725278940715,26.357111501233703]
[0.70997844061208903,26.480477840871796,1.9239999999999999,0.45,-3.0187564213305099E-2,0.38162208967918898,0.28539291086410201,2.3158694518034801,null,3.2572219244053344,7.2277888961005257]
[0.84764520484716854,28.226272462367987,1.875,0.57999999999999996,-2.2410795481131601E-2,0.373855918626392,0.29265682073275501,2.43829880232708,null,3.3222720111293631,11.307369640311775]
[0.81625109237353743,27.841437593901055,1.9630000000000001,0.65400000000000003,-2.6384961563854701E-2,0.45675901899862797,0.28396154195884199,2.3663096445303302,null,3.3082919211935651,11.655909009439966]
[0.65301968586486248,25.708903588556204,1.401,0.39300000000000002,-2.4710639682870902E-2,0.34123419271321498,0.29492978274649401,2.3456784487982101,null,3.2270660941114477,8.2852406777448238]
[0.74136371077160856,26.8924201153004,1.1240000000000001,0.376,-2.2789720929059201E-2,0.35707780018549201,0.30380182113551701,2.34752273162476,null,3.2729571979012477,9.7748649123987619]
[0.97096588040987108,29.672997634933825,1.232,0.43099999999999999,-3.3209450739962301E-2,0.36843039101939201,0.31242250557462697,2.3536050047032901,null,3.3731456137727713,11.141341650907513]
[0.73469034981371684,26.805571160092626,0.60699999999999998,0.68300000000000005,-2.8191908312842601E-2,0.35475690229448298,0.303208293816982,2.36728154160773,null,3.2696603022376292,28.376160404615884]
[0.65473055569760952,25.732558681641223,1.9430000000000001,0.56699999999999995,-2.8394625876674299E-2,0.39453040027164998,0.28113121001786401,2.3758022477066598,null,3.2280042625927567,9.5147550674911532]
[0.35556454982402463,20.972822199802735,1.4359999999999999,0.55200000000000005,-2.9461666535756801E-2,0.35417721954659098,0.28202440943624002,2.3884064030968202,null,3.0188993873161669,10.801872438605983]
[0.49146640121202201,23.315199804981372,1.379,0.377,-2.6619078352598701E-2,0.34254359729943901,0.28919415497095802,2.3387999189927702,null,3.1272668464172177,7.6113942504705365]
[0.68257954334885118,26.113349879477209,1.82,0.627,-2.0828554987380999E-2,0.34283637760418001,0.27058568284864198,2.4791070995710198,null,3.2429866501887319,11.656000470235321]
[0.44058627134475215,22.481595511236897,1.0209999999999999,0.498,-2.6130691797214799E-2,0.416487162587103,0.31250478713417101,2.38731080547899,null,3.0900330321449712,14.041268733575244]
[0.84222377416654404,28.16033109394499,1.4159999999999999,0.38500000000000001,-2.1826676837366998E-2,0.33831618169678601,0.30622967312162003,2.3353259908993298,null,3.3198903617846178,8.5173101812115046]
[0.80990528317547805,27.76275535888864,1.556,0.73299999999999998,-2.83670963201118E-2,0.36155395192345302,0.28402262410109802,2.3892967633842299,null,3.3054093627986574,14.787382608159158]
[0.633363438861546,25.434873586186828,1.8260000000000001,0.32700000000000001,-2.59744167458218E-2,0.36639597528772699,0.30134182730936099,2.4096788729117602,null,3.2161333151530624,6.2290797396696211]
[0.24937599751771566,18.805698275151482,0.60899999999999999,0.44700000000000001,-2.8661836350886202E-2,0.40193537181997901,0.29825330752936502,2.3904850227695098,null,2.9069636290687839,16.284653707207493]
[0.46321524756477117,22.857980605679032,1.754,0.32600000000000001,-2.4004408898670899E-2,0.31716019002131901,0.30898240709469499,2.39477439445304,null,3.1070165883529755,6.1002846230462966]
[0.51553318773152645,23.694431369611571,1.4430000000000001,0.51400000000000001,-2.6854105073534199E-2,0.379099913679176,0.31315298672042102,2.42968134486149,null,3.1437572915322236,12.060881643128532]
[6.2840072468874575E-2,7.8026789075114049,0.54800000000000004,0.65800000000000003,-2.4367538202335198E-2,0.38183029265308199,0.30096095945523199,2.3148329470120399,null,1.9866754475165636,18.08583327330626]
[0.22607390568884278,18.271204011256607,0.50900000000000001,0.38100000000000001,-2.3728272882925599E-2,0.41871927808608,0.31418421675578101,2.4449093213953899,null,2.8773154376085182,16.820684521579143]
[0.59111194533377398,24.8310616337974,0.56000000000000005,0.754,-2.62662920673296E-2,0.443726549866715,0.28541862128198903,2.4410653266521498,null,3.1916129992083451,31.211701832864883]
[0.38215847814007997,21.462461657760432,0.89,0.58199999999999996,-2.29768130973972E-2,0.41368482934848599,0.29717980782769998,2.29526509739192,null,3.0425436094373892,15.404119544680681]
[0.2184854273409903,18.091244146964755,0.95899999999999996,0.46,-1.8148422547761899E-2,0.37130428213086503,0.301275004687451,2.55537306356511,null,2.8671318989252139,14.456406242589722]
[0.8611085478306324,28.389122005147286,1.718,0.39500000000000002,-2.4216228488778298E-2,0.42373313353687297,0.30837120659767298,2.4257247651995502,null,3.3281295662201158,8.7380478796749621]
[0.33681215787480445,20.616457002327145,1.292,0.61,-2.6040076901434402E-2,0.34858172792141401,0.302672108219944,2.3628969030495801,null,3.0013322530789273,13.331234754757689]
[0.34371477451479515,20.748759086272923,1.1459999999999999,0.41299999999999998,-2.2895321219611301E-2,0.45754852893408499,0.31485486024925602,2.3733846488869199,null,3.0078902123003313,10.515147565268816]
[0.47297499583374036,23.017470241075888,1.456,0.38800000000000001,-2.5809801691779401E-2,0.43994247446097401,0.29494236594199003,2.3534603408480801,null,3.1141270742297227,8.0413133602722944]
[0.58401004869463058,24.727474728848186,1.2949999999999999,0.59699999999999998,-2.9764037642408401E-2,0.36664034750452801,0.30155421175410801,2.4431833133599601,null,3.1873453104192602,14.883420049849848]
[0.99720048538253447,29.968678538470659,0.84,0.66500000000000004,-2.4349307795136398E-2,0.35037331120263498,0.315421870063327,2.40518307913195,null,3.3832319812747285,24.336759225692504]
[0.30588549190101133,20.006322527520915,0.752,0.36799999999999999,-2.6017017250768801E-2,0.42956720207907201,0.32304721281274701,2.4081432265442402,null,2.970519570796303,12.841736561958198]
[0.56701920938541583,24.477063681080413,0.67500000000000004,0.69599999999999995,-2.6939140721806198E-2,0.42986439270537302,0.267438092035018,2.5416566044680899,null,3.1769527132671032,26.752155173586907]
[9.6444208921733443E-2,8.4721068697862218,0.50800000000000001,0.48599999999999999,-2.1660061589507101E-2,0.414075590158901,0.28427234943138202,2.49308391278577,null,2.0746353566067084,16.257664607562678]
[0.44388576772429977,22.537067835367566,0.84299999999999997,0.39,-1.9664437915172601E-2,0.42666323482096602,0.27898354461804498,2.4189939720972702,null,3.092554301248752,11.570544774514886]
[0.66130053446557413,25.823111557746415,1.7529999999999999,0.47399999999999998,-2.77767016255638E-2,0.37985840661073,0.29976306331888802,2.3868084218812,null,3.2315875045993514,9.1201054575695242]
[0.55906198271836527,24.358500568523212,0.66200000000000003,0.32400000000000001,-2.5648356880413101E-2,0.40426731736132299,0.30755267188691998,2.3745668917984499,null,3.17199414683484,12.211800123103904]
[0.82555128434547498,27.956200944559853,0.98699999999999999,0.442,-2.8746007045050401E-2,0.39811648340199302,0.31110957464345501,2.4827641128437299,null,3.3124814814898103,14.969056871713834]
[0.60562256398337344,25.040793783057083,1.238,0.67800000000000005,-2.3686508815253599E-2,0.38401594552322399,0.29181132940808702,2.44461466023209,null,3.2001983904882145,17.152887880421527]
[0.6541018309240656,25.723869305972652,1.6739999999999999,0.53,-3.4039605483001403E-2,0.450579642681329,0.29761150603497899,2.3123867092696702,null,3.2276597414956241,9.9584464990724424]
[0.25198921026048315,18.864052076153008,1.9259999999999999,0.63100000000000001,-2.2633609435031701E-2,0.36838959300787399,0.29232641787760899,2.3699011947057902,null,2.9101478776337881,10.004214824151449]
[0.95134391870519264,29.449225299362155,1.569,0.44600000000000001,-2.5255742989004001E-2,0.36085418825152998,0.305927715702078,2.3444049684087198,null,3.3654439945734205,9.3968032097390104]
[0.29274327251749832,19.737734842576966,1.9119999999999999,0.751,-2.51103476354512E-2,0.39930998293952102,0.29509875857614198,2.4168100193105801,null,2.9566484705072611,13.007242507698965]
[8.3743096190433741E-2,8.2354114149214794,1.871,0.36399999999999999,-2.1874288717083801E-2,0.40062142515229199,0.294404723480229,2.43368869076403,null,2.0444134615813825,5.0604823545041135]
[0.36158217538346282,21.085177865618839,1.1299999999999999,0.78,-2.6933867753953102E-2,0.31235342643358299,0.30633718357109202,2.4611362472528802,null,3.024374588391455,21.013290705485808]
[6.9984187181913793E-2,7.957705765917094,1.9370000000000001,0.621,-2.6452657132766001E-2,0.38429504450338697,0.30037402534768698,2.3746171907589302,null,2.0077465695450312,7.8388111416431014]
[0.61018676339634348,25.106242727211004,1.2030000000000001,0.49099999999999999,-3.03197006926085E-2,0.41892267868822097,0.29007603075905702,2.2681780078513198,null,{"$f":"-LN(-LN(1-(1/B278)))","v":3.2028625207453358},{"$f":"D278*(C278^((E278*J278)+F278-1))*EXP((G278*J278)+H278)","v":10.597297480081455}]
[0.72359180504322851,26.660253496574619,0.51100000000000001,0.379,-3.1656261939621198E-2,0.35330989398886797,0.28650587844283798,2.4729205123946398,null,3.2641194290255178,18.943170811504213]
[0.16895422345360311,9.5955715565857957,1.4610000000000001,0.32100000000000001,-2.8392084489224999E-2,0.372314012682814,0.31513169209282199,2.4210635430537599,null,2.2067790316051914,5.5758931951865183]
[0.67386532282654044,25.99504580078009,1.7070000000000001,0.8,-2.5045006339020799E-2,0.33620796675246001,0.29770481788933001,2.4473018956439399,null,3.2383559239452011,16.27952786917745]
[8.1464209760820028E-2,8.1910854297718991,1.7110000000000001,0.34300000000000003,-2.7840111721715102E-2,0.39370642277187101,0.29475109460045201,2.4506978320051802,null,2.0386505540133055,5.0807455154149697]
[0.7136509335388056,26.52914464899829,0.95,0.77700000000000002,-3.0534004481103699E-2,0.330321275377645,0.30570585407083301,2.4048537050151602,null,3.2590938403372633,24.247589962772008]
[0.6922806402370113,26.244166908554902,1.94,0.38,-2.2352866689173499E-2,0.41857275647517,0.27865360469227002,2.4478697673490002,null,3.2480823166543478,7.0424560517765187]
[0.70003613585425084,26.348090038304246,1.9530000000000001,0.45400000000000001,-2.8421090538480801E-2,0.36159055636799298,0.30210147672132598,2.3273871253041398,null,3.252111964272463,7.6216911283007418]
[2.0890488982610256E-2,6.6159551735200708,1.0549999999999999,0.34599999999999997,-2.60383709081843E-2,0.43781195059600297,0.29395927880255301,2.2726633651876602,null,1.8086666080182676,5.5311719866089488]
[0.11381866671477614,8.7719137502529154,1.0760000000000001,0.498,-2.6002777899265399E-2,0.42294276731455499,0.30253796647782499,2.4189788685201101,null,2.1116460721118009,10.118697817478491]
[0.78632340043814952,27.467625755709328,1.7170000000000001,0.56999999999999995,-2.6848083367964501E-2,0.32601719597742101,0.31458378251330199,2.37486287969051,null,3.2945224969490416,11.438577037139732]
[0.80744641945078321,27.732184872070018,1.4019999999999999,0.64600000000000002,-2.46516439163804E-2,0.36810795531447899,0.29656694453357801,2.49642708996643,null,3.3042871538499976,16.417920785610459]
[0.7584824826888209,27.113437441050959,1.7150000000000001,0.437,-2.6897645406735601E-2,0.40427928151311698,0.30437143310356801,2.4347957883616198,null,3.2812985804511543,9.3629418176520414]
[6.8341216205770161E-2,7.9227815562784141,1.9710000000000001,0.498,-3.1657636981564E-2,0.31439873616623099,0.29774617551537902,2.36519466171849,null,2.0030384124211542,5.7903956393540534]
[0.39203907335741728,21.640017946141171,1.222,0.77800000000000002,-2.94985153384489E-2,0.36362505147469498,0.29264971455366701,2.4091766282476499,null,3.0509813145378191,18.272308458352288]
[0.23328134274647783,18.439351307051769,0.502,0.32600000000000001,-2.51734780192365E-2,0.398947452772204,0.32222050337556002,2.3426484444468398,null,2.8867376660794433,13.684385625422008]
[0.74145441703312864,26.893597893005239,0.79900000000000004,0.46500000000000002,-3.0272406366634998E-2,0.38585219186203501,0.28213592525314601,2.4330954571233598,null,3.2730018331903961,15.655990621840727]
[0.9272989651091107,29.171841734443476,0.89700000000000002,0.63300000000000001,-2.7180422845094001E-2,0.3024373272934,0.29800108135123099,2.4184852725852801,null,3.3558141339891305,21.051589166028879]
[0.40127172806770139,21.803919196870339,1.6759999999999999,0.45400000000000001,-2.9200665457656299E-2,0.3952415045937,0.28769982635005398,2.4045482501972102,null,3.0587074003585655,8.4693400973413286]
[0.8964577027523245,28.810736128908065,1.67,0.56200000000000006,-2.9993504956428298E-2,0.35771036252123001,0.28691737026921099,2.40482820615023,null,3.3431371151562321,11.100337684378816]
[0.96383181242589167,29.591903358040135,1.897,0.67100000000000004,-2.9471881735581601E-2,0.31057040689266302,0.324063097675161,2.3767312951810702,null,3.3703614244167421,12.999778628478209]
[0.80412391757015012,27.69080293289867,1.677,0.67200000000000004,-2.73656668976291E-2,0.40436964721933399,0.30151973157218998,2.4443597383028299,null,3.3027660589615415,14.702813897352121]
[0.77539719250897454,27.329383613790043,0.82,0.48299999999999998,-2.5409536726888199E-2,0.42544940023251998,0.290526377082091,2.4073674018990299,null,3.2893819026231528,15.893146051863955]
[0.99866310876546649,29.985048102668859,1.645,0.56599999999999995,-2.6394802877391699E-2,0.42913259900334899,0.28024660830398201,2.43251621453325,null,3.3837874238663925,11.977750673092618]
[0.72119240017933761,26.628690938368798,1.1499999999999999,0.73699999999999999,-2.2381994893446399E-2,0.40150869401633699,0.28898205506876401,2.5121748441107199,null,3.2629118980356466,21.244058458511585]
[0.87593742304315125,28.567022237444263,1.429,0.65800000000000003,-2.6834313408955701E-2,0.377588068907242,0.28091803266062898,2.3924156509880699,null,3.3344895012581319,14.245718919633354]
[0.36787602269058606,21.201695066647389,0.56100000000000005,0.77800000000000002,-3.1159633045704498E-2,0.38460567540901902,0.31540763903291402,2.3308978475952999,null,3.0300210854762808,31.370083979655149]
[0.47220645746757506,23.004971162524651,1.589,0.35899999999999999,-2.5966903858971799E-2,0.37604265067456899,0.28133799558134498,2.4292109804196498,null,3.1135716538187688,7.0592898255267764]
[0.42396815873479421,22.198993276530324,1.843,0.71,-2.5757332259489799E-2,0.42548003313939903,0.29382332127452598,2.4352655006721502,null,3.0770888396761658,13.425817457829183]
[3.7098318437065791E-2,7.1534367426588652,1.347,0.63400000000000001,-2.4923778233187099E-2,0.38511193014634898,0.29094851900218199,2.45233013943677,null,1.8932464377522764,10.488110177936159]
[0.12518257579104397,8.955732798595033,0.70199999999999996,0.77400000000000002,-2.4300592729492001E-2,0.36450653693886997,0.30826733498765602,2.3472821182720001,null,2.1336773686377986,19.926266162893718]
[9.871251549047555E-3,6.1108134153092246,1.244,0.72099999999999997,-2.1654513901171998E-2,0.43848363553651099,0.29517252924248399,2.3553303631400699,null,1.7220394689009744,11.087012685574255]
[0.91491698421124679,29.027599541151485,0.88,0.32500000000000001,-2.7862574899531901E-2,0.33987961927515897,0.31193049832325298,2.3722568294701301,null,3.3507696127419697,10.911901147693166]
[0.37142530594955581,21.266963197092981,1.994,0.78100000000000003,-2.5113251443811099E-2,0.395819984280112,0.31278022648939902,2.4505499683761101,null,3.033170138415902,14.622259586740894]
[0.43746843724034823,22.428986165116306,0.79400000000000004,0.36699999999999999,-2.6044800684369901E-2,0.361567287958935,0.29471020598786402,2.2848979488289798,null,3.0876359985580697,10.572758047316977]
[0.18279029793719948,9.78004050632941,1.502,0.76700000000000002,-2.7972897607282599E-2,0.374637902469246,0.28331878689341,2.3589233337248201,null,2.2268970406896318,11.528708426012741]
[0.19236520646107347,9.9036364881212577,1.845,0.39800000000000002,-1.8736551362461999E-2,0.40982492486844302,0.30084976700162502,2.3650568850202101,null,2.2401529361573367,5.6436197697949231]
[0.3585333732837116,21.028371223555204,0.57899999999999996,0.33600000000000002,-2.6875898193221798E-2,0.403738180315938,0.30861593926356601,2.3868600592803899,null,3.0216100936840284,13.44945417471526]
[0.90337880169804086,28.892305917582345,0.81899999999999995,0.40799999999999997,-3.0792396863855299E-2,0.46552702965098902,0.29721260073725397,2.3311102319388599,null,3.3460148007198489,12.889219069591327]
[0.21228682575811608,17.941912756935899,0.76900000000000002,0.56799999999999995,-1.9981656964304501E-2,0.35865123886019101,0.30827466514844798,2.3894437440155301,null,2.8586020670191572,17.966469049342262]
[0.49076576693914975,23.304022056494933,1.9179999999999999,0.42599999999999999,-2.4893143651813599E-2,0.42661301912759397,0.30973073172719801,2.3726135090434401,null,3.1267766438034452,7.8744741559443687]
[0.44160640577973564,22.498768495037829,1.512,0.46100000000000002,-2.9804734556296501E-2,0.40440764940618001,0.28944369783178198,2.4494169579105001,null,3.0908142401481555,9.8291541474577127]
[0.77174824435890188,27.282999161989721,0.77700000000000002,0.65700000000000003,-2.3890809525885199E-2,0.30301572478677502,0.29718407864181201,2.4062646409173301,null,3.2876511373516362,23.544882170479571]
[0.77014125375146181,27.262536752262125,0.5,0.79100000000000004,-2.16827417195548E-2,0.46025359440075297,0.30237335752613298,2.2988015529137198,null,3.2868866601733062,32.516075724823772]
[0.34107321012448744,20.698286687254914,0.59,0.55000000000000004,-2.90465445218345E-2,0.40806710726941497,0.30245990969252801,2.4417336751272201,null,3.0053934660942705,22.450014714092635]
[6.3559819935344319E-2,7.8186836452354918,0.59899999999999998,0.35299999999999998,-2.55404034878213E-2,0.36081972494347397,0.31064754994718802,2.43513421953321,null,1.9888715296802135,10.647166966084951]
[4.1908186777225409E-2,7.2887820663298584,0.93100000000000005,0.53100000000000003,-2.6472736034137499E-2,0.368617340221431,0.29927447501114801,2.3830472764670398,null,1.9134591370338701,10.713090739271641]
[0.8564620312822292,28.333063618625079,1.544,0.69099999999999995,-2.9955543999046701E-2,0.36121106539289799,0.28917394896017201,2.55573954108569,null,3.3261170663695414,16.898016420990974]
[0.50810341784999502,23.578319846214139,1.33,0.79400000000000004,-2.1975353564214699E-2,0.44908911111453798,0.28901963601421399,2.3557323469999401,null,3.1387371476578392,17.382063400029111]
[0.82134980258199941,27.904435603183391,0.93,0.63200000000000001,-2.6052460850063301E-2,0.384592975248016,0.29829005447703,2.42634235693022,null,3.3105939049068223,20.204662220258957]
[0.35399589455323666,20.943377774359682,1.7689999999999999,0.45900000000000002,-2.4176856437956699E-2,0.40099866377263899,0.29474778113157901,2.3847245375339101,null,3.0174595585023338,8.2657189699935039]
[0.30545352374980861,19.997587169638972,1.7110000000000001,0.53300000000000003,-2.84358573206679E-2,0.426873090291016,0.29600003560655103,2.4724160087111899,null,2.9700714522210552,10.688301389557637]
[0.45837634473929556,22.778282288817699,1.587,0.59499999999999997,-2.82289019243133E-2,0.37732558497840901,0.29936028538546899,2.4530470366907799,null,3.1034443770764608,12.614677334410862]
[0.17747171220907676,9.7099855653849509,1.5960000000000001,0.48299999999999998,-2.4931166604743499E-2,0.42276684552670002,0.29128638014489,2.3225454638037002,null,2.2193045977247352,6.9973850828884885]
[0.53922816935891382,24.059249721789136,0.94499999999999995,0.79800000000000004,-2.5636832141822399E-2,0.32146252108911699,0.31721601066616001,2.469290834263,null,3.1593683437353919,26.811032463836629]
[0.93264478968051667,29.233819405123377,1.1160000000000001,0.75600000000000001,-1.9716064858735501E-2,0.34241304443155302,0.30060855627808802,2.45391939405491,null,3.357973859529757,22.291473690740062]
[0.945516350552846,29.382323128842753,1.4810000000000001,0.64500000000000002,-2.6935359296492E-2,0.416943194104263,0.31278498101461599,2.4616126839376098,null,3.3631298410885981,16.618099732307076]
[0.62250610340301271,25.28168547747056,1.7050000000000001,0.34100000000000003,-1.8477316131435099E-2,0.319731183045112,0.30052214569082902,2.4323895069100101,null,3.2099691747159365,6.8659143058190608]
[0.29657539765044139,19.81666389368538,1.48,0.35699999999999998,-2.0871012429273101E-2,0.388485362688615,0.30760775013506197,2.3241670272298101,null,2.9607447388690313,6.9652279583530046]
[0.44052085770236626,22.480493657422571,1.968,0.55700000000000005,-3.2613267239725699E-2,0.36452857520910997,0.29230120265857001,2.3896225756082599,null,3.0899828873913049,9.1083055737462075]
[0.90517592097564181,28.913435024161689,1.1279999999999999,0.70199999999999996,-3.1713845443576999E-2,0.38876542665317498,0.29401478951676602,2.3813685180036801,null,3.3467588619217641,18.636805338662388]
[0.19910060615157643,9.9887449091877869,1.972,0.42,-2.7950016055960002E-2,0.34350012881993502,0.28293448911941499,2.4839480771599902,null,2.2491796814710723,5.8376879430142168]
[0.46802066632792738,22.936716512081929,1.504,0.32300000000000001,-2.6631776193049999E-2,0.43047719138821799,0.30898314390715098,2.46738479341413,null,3.1105331723889158,7.6303741411505532]
[0.17357719698795293,9.6580199251929049,0.67700000000000005,0.72099999999999997,-2.59696240066997E-2,0.38615235264494502,0.28721979544876503,2.3316281595938202,null,2.2136350950020276,18.213969443185956]
[0.37316188640629322,21.298783728491053,1.1120000000000001,0.45100000000000001,-2.3154370371153199E-2,0.36758476574351301,0.29139314569444302,2.4360725448503899,null,{"$f":"-LN(-LN(1-(1/B342)))","v":3.0347018237403156},{"$f":"D342*(C342^((E342*J342)+F342-1))*EXP((G342*J342)+H342)","v":11.58231161837826}]
[0.4265783857426283,22.24374396821478,1.1180000000000001,0.45300000000000001,-2.84557202862732E-2,0.402553967601675,0.29922775707967503,2.3416799614314399,null,3.0791497836012915,10.965683871378165]
[0.57541792229866096,24.601305991690225,1.129,0.56499999999999995,-2.8453067622359E-2,0.42100488578839601,0.31983300520677999,2.5262930290051799,null,3.1821225405542624,18.027077472197202]
[7.9356437634333088E-2,8.149532458047009,1.3380000000000001,0.79600000000000004,-2.66840153983583E-2,0.33455176520073499,0.29542742377928,2.3724033354306999,null,2.0332177580477535,12.620915721821897]
[0.23526928466308505,18.485270728832671,0.94399999999999995,0.59,-2.60695781477235E-2,0.39820925502506499,0.29271667149404301,2.4611534403322799,null,2.8892954206518828,16.748137944603446]
[3.6540082347253144E-2,7.1371734354999461,0.68100000000000005,0.35099999999999998,-2.5051774000297702E-2,0.38285616801922501,0.28866353328731098,2.4276606743722802,null,1.8907898164084886,8.8621936613358816]
[0.78571688253859895,27.459977158345648,1.1240000000000001,0.33,-2.240179763087E-2,0.39809361726674303,0.31116318569929602,2.3782287737501902,null,3.2942387702164191,9.1671504529501942]
[0.98866607043690691,29.872921715054346,1.635,0.41299999999999998,-2.3886310839831799E-2,0.363430205227675,0.29888101952898399,2.54979813546487,null,3.3799766194195988,10.20669096224664]
[0.15576526367719323,9.4125568505855135,0.78100000000000003,0.35699999999999998,-3.1952091980850299E-2,0.354478822742536,0.30697111725883403,2.30560839631306,null,2.1864106375906798,8.3610325015327955]
[0.36836921893283747,21.210783280488002,1.3120000000000001,0.79,-2.36290183249563E-2,0.399012377841095,0.30115987713998099,2.4443526217827198,null,3.0304601680418757,18.890109448600235]
[0.54124417319456386,24.089915551533053,0.81200000000000006,0.54100000000000004,-2.3240948064722201E-2,0.31908987916407899,0.30451127759283497,2.3580969266605298,null,3.1606695347038318,17.519615065616374]
[9.8866087227774679E-3,6.1116771520307429,1.2529999999999999,0.78200000000000003,-2.3836427178145901E-2,0.37248594400713703,0.30931491813078799,2.2894624235260599,null,1.722194218948355,11.307583920238338]
[8.7777869997847424E-2,8.3124362257605693,1.647,0.60299999999999998,-2.1545726839205099E-2,0.32064979223804801,0.30547413576190502,2.3827194283681599,null,2.0543490667453197,8.5282260576252362]
[0.44892949865563014,22.621467912427129,1.397,0.38500000000000001,-2.4887868445878099E-2,0.35545698350124799,0.272331344416608,2.4141224861867698,null,3.0963782073870671,7.8585271116664392]
[8.6021194356828978E-3,6.0369498201264911,0.83099999999999996,0.64300000000000002,-2.8288176757106001E-2,0.39810691632189898,0.310616785016466,2.4537326797301899,null,1.7087159458090486,14.342856844578218]
[0.85282597918845204,28.289089947549279,1.33,0.73599999999999999,-2.6507713498220901E-2,0.36282577154766898,0.279678867264463,2.3650752897795599,null,3.3245355685070654,16.143414025554623]
[0.73058829733243458,26.751990071630473,1.9330000000000001,0.44400000000000001,-3.4326660362773202E-2,0.32305852751818198,0.29969895006497999,2.4007097569068598,null,3.2676208604757595,7.7523936763630017]
[0.39272979177605372,21.652346161181157,1.169,0.61399999999999999,-2.4390828918371899E-2,0.406568696143769,0.32027733431086403,2.4378711946127001,null,3.051564531526163,16.830153104970073]
[0.81265511991976724,27.796888529732801,0.78300000000000003,0.625,-2.5602384766902801E-2,0.39382423866680499,0.30023992135878103,2.4820751997258101,null,3.3066608673715341,23.899482528080668]
[0.75000249769194016,27.004269201076635,1.3169999999999999,0.35199999999999998,-2.8009753051349499E-2,0.345230048915799,0.284771256062683,2.2793157047725998,null,3.2771871756791744,7.119726773287959]
[0.45486712654692285,22.720220837149292,1.0309999999999999,0.44600000000000001,-2.8226006095281499E-2,0.38899164854032903,0.30878203922749198,2.4596977280079302,null,3.1008339053831691,13.308694926425286]
[0.61956881965780397,25.240013672389395,1.6279999999999999,0.61399999999999999,-2.9674250294119801E-2,0.40607996375243199,0.306441509829463,2.3919707638877501,null,3.208285745115206,12.826539659612941]
[0.8930059113753126,28.769936772742877,1.9359999999999999,0.79800000000000004,-2.6162284942012899E-2,0.39477358673072899,0.29870667518491301,2.2710936198542901,null,3.341694648685793,13.277228079831483]
[0.70605585468610133,26.428357649602933,0.61,0.379,-2.4710228573218099E-2,0.31343575725001999,0.30701703772482603,2.4176206905646298,null,3.2552132833796632,16.876691706129645]
[0.32355598019389475,20.358517923636533,1.5469999999999999,0.71,-2.7123227555715401E-2,0.36875875394493901,0.28554592454993299,2.5027388758320899,null,2.9884216591082962,14.92134211178498]
[0.97053788385418871,29.668140936222535,0.81599999999999995,0.434,-2.7699654054028099E-2,0.44521651411311702,0.30459042049845197,2.3647188396483299,null,3.3729790880468205,14.719801301419876]
[0.85725665046849531,28.342661144627797,0.69899999999999995,0.52800000000000002,-2.61223272670402E-2,0.41497025282744998,0.30454892090350799,2.3323200204889898,null,3.3264619057350759,19.055402993048492]
[0.10869762609410527,8.6860823731657391,1.722,0.74299999999999999,-2.6594185126068801E-2,0.39106666819302799,0.31355780936586097,2.4844758601288,null,2.1011898663312198,12.000453222148796]
[0.69624837064543044,26.297406550311972,1.0640000000000001,0.74299999999999999,-2.9254701267993701E-2,0.351499406567367,0.29426990061768799,2.4187696662905198,null,3.2501487272113425,20.738729241872843]
[9.4622535182984913E-2,8.4391593301086125,0.88900000000000001,0.51600000000000001,-2.1605337139550301E-2,0.39157430584019598,0.28808289786688301,2.3548439093614002,null,2.0704829974251373,10.660182819363854]
[0.30596980236509685,20.008026753275317,1.724,0.42,-2.4500907214320099E-2,0.37193198153107898,0.29122193832065302,2.3600392520793001,null,2.9706069731310238,7.2133127816548548]
[0.94234920654092191,29.345876913488212,1.84,0.46700000000000003,-2.1644800794668601E-2,0.36366421050047498,0.30125927994024698,2.41998154331705,null,3.3618669050178456,9.383592582336739]
[0.55411199169334291,24.284319349263765,0.501,0.54200000000000004,-2.7692281337720399E-2,0.43886889379865202,0.31951899327708999,2.4353855196126601,null,3.1688791727303727,26.679337324972426]
[0.29033151359867815,19.687795514404456,1.385,0.35099999999999998,-2.9803636567854699E-2,0.41950902302596599,0.291521902165154,2.39970349369541,null,2.954048016208501,7.3607590193713559]
[0.37749277146239923,21.377820351697142,0.73799999999999999,0.437,-2.32539912939062E-2,0.34371711807254202,0.31711279807579601,2.4033189851825498,null,3.0384961381119258,15.798193938580859]
[0.28044655819386821,19.480911296177212,1.7589999999999999,0.60599999999999998,-2.5859921432629999E-2,0.42743605972325499,0.29102023715893499,2.3300591432120799,null,2.9432024311499028,10.169358168501477]
[7.2926649040611191E-2,8.0192434698242536,1.6859999999999999,0.47399999999999998,-2.85711092588588E-2,0.39051457112594301,0.30835402210151103,2.3750247288122099,null,2.0159887903961287,6.6969857910913619]
[0.59671660606183119,24.912371577641437,1.4590000000000001,0.31900000000000001,-2.6303039102541899E-2,0.32835404072948199,0.301431823265916,2.4144815634049399,null,3.1949501807460714,7.0252927443831261]
[0.18761779054094374,9.8427496133516925,1.756,0.38500000000000001,-3.2830091094083101E-2,0.40165560105882397,0.30659308079594799,2.4710770702821301,null,2.2336447077805848,6.1916782183861052]
[0.93159414029587284,29.221652586170492,1.5089999999999999,0.42699999999999999,-2.2314678670939999E-2,0.341312500321795,0.28233628435958202,2.3547437324820599,null,3.3575502522923832,8.5839046750192427]
[0.34491725732412404,20.771670687202764,0.93600000000000005,0.61199999999999999,-2.9336047914690199E-2,0.35650220386790699,0.30661026518379902,2.40842849295688,null,3.0090215384619952,17.96457118922488]
[0.9240668847671184,29.134283411375772,1.19,0.67600000000000005,-2.834086136738E-2,0.40554298857107601,0.289210569980897,2.4738120112034498,null,3.3545030715191047,18.773797270469242]
[3.2830059614312734E-3,5.6406057642410889,1.095,0.36199999999999999,-2.14457697618535E-2,0.43251378199888901,0.301118883528739,2.37495857435714,null,1.6340044417006123,6.0266722440851952]
[0.60383232333892267,25.015055077648231,1.0900000000000001,0.67,-2.9091426745074402E-2,0.32589454845348098,0.30226438357086,2.2787552607466099,null,3.1991487362129027,16.105376998914561]
[0.10719650215881893,8.6605413219703404,1.857,0.59799999999999998,-2.74037162773039E-2,0.40826016951872102,0.31885477904752302,2.39110153916124,null,2.0980571090781042,8.5340235888509106]
[0.26853992562867846,19.226811878260769,0.96399999999999997,0.30599999999999999,-2.7720954831205E-2,0.34903941214555101,0.30428054652915598,2.3236870192680201,null,2.9297185893952213,7.8288660265500747]
[0.13064203388252649,9.0410709267860927,1.407,0.55400000000000005,-2.0492857482973699E-2,0.408252569559022,0.29702276883332401,2.3585487289347502,null,2.1437423646017364,8.914147975959299]
[0.26614576789935152,19.175042306851843,1.2330000000000001,0.69,-2.5724937581897901E-2,0.36335931956515699,0.27698940864439903,2.3132692636063399,null,2.9269489784990377,13.51532517304133]
[4.3426826918324224E-2,7.3298826933540084,0.69199999999999995,0.68799999999999994,-2.96755920666016E-2,0.41085985176097101,0.29672288264753899,2.5279973280061401,null,1.9195168799420597,19.326375208756552]
[0.26252215624775255,19.096242941153953,1.2769999999999999,0.40200000000000002,-2.9823360559420298E-2,0.35887405631107999,0.30358702081776601,2.47303809888869,null,2.9227185194123462,9.6886705880484723]
[0.35355635188846157,20.935115648527194,0.80900000000000005,0.70599999999999996,-2.0098700435138599E-2,0.424881533600244,0.30123754675418901,2.4490960714016499,null,3.0170551686561042,23.209441178763321]
[7.6531882227955039E-2,8.0929735334293404,0.85699999999999998,0.69199999999999995,-1.9412640771809E-2,0.36637385036304698,0.28156371783574102,2.36639516698783,null,2.0257751382387155,14.475517406642675]
[0.91848089947291123,29.069216392190025,0.75600000000000001,0.39500000000000002,-2.0440768057029799E-2,0.36832996553004399,0.30287904888154898,2.3797750804176099,null,3.3522276755247225,14.326035888575699]
[0.46467484216795885,22.881938802004527,1.446,0.35899999999999999,-3.0270196567032701E-2,0.33079148395735197,0.29638003160381199,2.4880426237873299,null,3.1080879439492675,8.1930183969103751]
[6.4512092041021041E-2,7.8397203216386702,0.72499999999999998,0.51400000000000001,-2.6726027521109599E-2,0.39833371981649701,0.28839992441461199,2.4103046190116499,null,1.9917507279056321,12.550967995391529]
[0.52413779123976045,23.827862334156968,0.79800000000000004,0.46600000000000003,-2.6676368964161101E-2,0.31922270863062602,0.325010624692537,2.40684148370564,null,3.1494952909753358,17.10660398571995]
[0.11246184035921236,8.7493639520459396,1.2549999999999999,0.72299999999999998,-2.4954502796568499E-2,0.42909226982301502,0.3038488011105,2.39947405666316,null,2.1089095931890123,13.122007481043855]
[0.55462529657295578,24.292027160707118,1.6859999999999999,0.41099999999999998,-2.7945906552049201E-2,0.39877828864551002,0.32726510822518201,2.4992585131393898,null,3.1692032868380009,9.844857600232217]
[0.21835383720593682,18.088096163023188,0.84199999999999997,0.31,-2.9324004447942999E-2,0.41299348144778603,0.29780208390714302,2.3574822143670402,null,2.8669528346860087,8.6321397354892557]
[0.26427468090644035,19.134420940229447,1.5609999999999999,0.7,-2.7519151982633602E-2,0.40866892826736201,0.29917521612597803,2.4157231017353902,null,2.9247703971935954,13.941756453257057]
[2.4231598474532712E-2,6.7403878330178557,1.417,0.34200000000000003,-2.2320887536956401E-2,0.35551146686923601,0.27574045796576202,2.4191166959005299,null,1.8288964462559676,5.0108883484199387]
[0.79235274237602182,27.543499966654633,0.622,0.77700000000000002,-1.7932996972074101E-2,0.44786684570786001,0.30798269104522102,2.3403757671926502,null,3.2973327181602694,29.779486173464644]
[0.85749420506048557,28.345529499764172,1.177,0.50900000000000001,-2.5220419657244902E-2,0.35824857274744598,0.31488661654505801,2.4331866576309702,null,3.3265649427307133,14.689192826013372]
[0.76629452047902935,27.213467977573981,1.1140000000000001,0.60499999999999998,-2.6906518662821201E-2,0.45622459200709697,0.28405952436825099,2.4767552033024001,null,3.2850510618931028,17.100910898532057]
[0.60312324844250764,25.004849995822624,1.7549999999999999,0.35099999999999998,-2.3614314598474E-2,0.30286888376589099,0.29203622392177397,2.3887389232176099,null,{"$f":"-LN(-LN(1-(1/B406)))","v":3.1987322558364872},{"$f":"D406*(C406^((E406*J406)+F406-1))*EXP((G406*J406)+H406)","v":6.3048201284806185}]
[0.26536696856982578,19.158151948962345,1.1020000000000001,0.45900000000000002,-2.76578076703854E-2,0.430428448508758,0.301920118573692,2.4248045846411901,null,2.9260437013909208,11.779374751611156]
[0.24080711459934179,18.612175701115461,1.645,0.46400000000000002,-1.9667568933915101E-2,0.30749073860813098,0.312713182385012,2.3751923609775898,null,2.8963302932457373,8.4994316794446636]
[0.67942180253958129,26.070568182473423,1.0880000000000001,0.38200000000000001,-2.22367062246694E-2,0.47243231551683601,0.298868642176354,2.3473535373067702,null,3.241314539143263,10.005865706561966]
[0.12615917560080692,8.9711329554801935,1.161,0.48699999999999999,-3.0173723455533898E-2,0.42426496484501097,0.29150969606357802,2.4465325717452,null,2.1355012269891693,9.5257142379111439]
[0.58379285293258343,24.724296855547774,1.643,0.52100000000000002,-2.82776093741921E-2,0.36502928175278399,0.30227714632896302,2.3385307814805798,null,3.1872140963897118,9.87414105248323]
[0.5241600492766777,23.828206061845194,0.82899999999999996,0.79900000000000004,-2.1440839862073499E-2,0.43314323051232501,0.31688268051326202,2.34111638492847,null,3.1495100300226899,25.37378831107198]
[0.66465691805092719,25.869198420576083,1.8460000000000001,0.59899999999999998,-2.46805167247801E-2,0.42484981322395698,0.30062866954895601,2.3777879214977999,null,3.2334062749823245,11.425517706048916]
[0.92907082083014558,29.192403772723825,1.2509999999999999,0.33500000000000002,-2.4663599642158199E-2,0.41495373551749598,0.30187576817220502,2.4404296026935501,null,3.3565311731768448,9.120313538678257]
[0.15301548715861191,9.3734352510156693,0.77700000000000002,0.70399999999999996,-3.1804934164648302E-2,0.33281951360567902,0.303324044135661,2.3890549172464399,null,2.1820021867502475,17.917566139547919]
[0.85821381617269954,28.354216026969095,0.83499999999999996,0.63700000000000001,-2.5225280608005302E-2,0.40460601531728801,0.293195476228095,2.36098044042547,null,3.3268769152290774,20.24517804057173]
[0.86854444180083268,28.478519367493551,1.329,0.56699999999999995,-2.3668848283605999E-2,0.346032382770108,0.30199876675609599,2.4104629018261301,null,3.331330579778208,14.022904823625479]
[0.41394809644641473,22.025912880082295,1.8380000000000001,0.55500000000000005,-2.8165086383905202E-2,0.36323361905582702,0.304091069061176,2.3791875772969999,null,3.0690775737255289,9.8107542200747897]
[0.89475940556014721,28.79067249335775,0.55900000000000005,0.3,-2.9408858884395001E-2,0.36545891754043602,0.29630543590626501,2.3108838035530699,null,3.3424280228180314,12.472340986517802]
[0.4343909729811265,22.376873837815975,0.81399999999999995,0.70899999999999996,-2.66311102878975E-2,0.40488450145725002,0.31403107371827998,2.41327357904582,null,3.0852559304786444,23.989606920649418]
[0.54120354372349189,24.089298093125389,1.4650000000000001,0.48699999999999999,-2.9583711228280098E-2,0.374615993447111,0.32490699044856802,2.4283380325424599,null,3.1606433518421309,11.719463537548503]
[0.83945713800459387,28.126598448384946,1.9370000000000001,0.53200000000000003,-2.6243234262316398E-2,0.38496467352687003,0.32795223611213598,2.4018494065926501,null,3.3186698198104079,10.967075615067898]
[0.57066883632355192,24.53116494847076,1.706,0.69,-2.50507253730664E-2,0.42443092386443898,0.29135699973561702,2.4670789983038399,null,3.1792071994958038,14.473478967997778]
[0.59200775603755074,24.844083461349626,0.879,0.60899999999999999,-2.1330863835554201E-2,0.35015753787619802,0.30182368094282103,2.3623631650140098,null,3.1921482002136683,18.587406136081416]
[0.46623588531518922,22.907520598903233,0.75,0.40100000000000002,-2.53885404905718E-2,0.40246364663665202,0.30338197073978301,2.3685612135743201,null,3.1092306371211724,13.365298211191854]
[0.72969499959868556,26.740301869916134,0.90100000000000002,0.41299999999999998,-2.7842856292113499E-2,0.44069165269177601,0.29179966603041801,2.4775744014018701,null,3.2671754224781524,13.659273702352584]
[0.48092736369482414,23.146211655827692,1.0129999999999999,0.67,-2.0443752025447501E-2,0.38815409447463101,0.30816439836381798,2.31516552853265,null,3.1198300574216806,17.590904256661016]
[0.85543347266755321,28.320633924421116,1.272,0.78600000000000003,-2.31942684848402E-2,0.39374148381584301,0.27714665579916697,2.37551567451737,null,3.3256702902859421,18.029282921984645]
[0.67990260352759135,26.077088575965721,1.4950000000000001,0.77400000000000002,-2.5215412116274101E-2,0.43662816365104001,0.31123363832473999,2.4297793316626701,null,3.2415695676669221,18.59822305030562]
[0.49301723080097071,23.339913060958501,1.579,0.69,-2.37164445838309E-2,0.422694044981693,0.29819405175970498,2.3769105602110199,null,3.1283497992068185,14.028664345780738]
[0.56598834279999344,24.461750828217465,0.53100000000000003,0.33300000000000002,-2.77274647934205E-2,0.35631785018449702,0.30871106078468902,2.5294917721869301,null,3.176313677974421,17.701281495149956]
[0.64788967471803249,25.637787864193399,1.5860000000000001,0.69399999999999995,-2.3088404569043999E-2,0.38871324455428602,0.30189589526115201,2.4005941473927899,null,3.2242403083450433,14.767473274937684]
[0.40571762273951006,21.882171462368696,1.6339999999999999,0.36499999999999999,-2.5087088257989901E-2,0.40705313486359401,0.29937033647704298,2.3874429528870298,null,3.0623751523839879,7.1527008936165748]
[0.88112584729025833,28.628911065347921,1.4259999999999999,0.60699999999999998,-2.38750844009517E-2,0.35912897057266602,0.30904826678573,2.3765974833849199,null,3.3366925760345176,14.194739785891002]
[0.5763813739784106,24.615500213126793,1.147,0.64300000000000002,-2.95609489882298E-2,0.37054745593895,0.28634517455473601,2.4060475615570098,null,3.182711476021161,16.063637286156904]
[0.34351195227607678,20.744890648987408,0.61599999999999999,0.67900000000000005,-2.0778720703006799E-2,0.41388739635565303,0.29704508047013001,2.3711933442928501,null,3.0076990706796911,24.330670977437272]
[0.75016645489425715,27.006385760263985,1.1419999999999999,0.64300000000000002,-2.4522952491154201E-2,0.36500004627597998,0.30000036647828499,2.3768119749103902,null,3.2772670487337936,16.833910748639529]
[0.68738149645209545,26.178218472364261,1.633,0.55700000000000005,-3.2518261900103998E-2,0.36303692596798798,0.29951803480753902,2.4800469524359499,null,3.2455166984252504,12.216786212666818]
[0.98260918485539117,29.80471199748597,0.57199999999999995,0.78100000000000003,-2.44022056168747E-2,0.36556255735600302,0.30065899338485702,2.3508469756052999,null,3.3776512714289662,33.772184401686253]
[1.9501029416730375E-2,6.5612907087058758,1.25,0.73299999999999998,-2.1667206148394898E-2,0.36852786765875201,0.30942343892406299,2.3057316567026498,null,1.7996478117351122,11.049279782721269]
[0.31166399937484812,20.122589015163761,0.623,0.65800000000000003,-2.3828955666351501E-2,0.33791813919562202,0.29112987505903598,2.4399808236932601,null,2.9764649181172027,25.402157229739824]
[0.14522742342504347,9.2606839742147535,1.9630000000000001,0.57799999999999996,-2.1305339580350399E-2,0.35440225722260599,0.29426679488669599,2.4443788563220701,null,2.1691866632620633,7.9082556223827565]
[0.15913604276076998,9.4600454420438638,1.9,0.71499999999999997,-2.1512534290173298E-2,0.384162223201235,0.28983023356568699,2.4006869884577502,null,2.1917358929351805,9.7269893541207875]
[0.72450865878632043,26.67230026999664,0.879,0.56100000000000005,-2.90920594039576E-2,0.40015573744976501,0.298013647381142,2.4196761818758299,null,3.2645799342437805,18.249580156589893]
[0.43550668900820066,22.395788112138927,1.978,0.39300000000000002,-3.3839057177701602E-2,0.420567848095521,0.32013407586537002,2.4193609198692099,null,3.0861204362522141,7.4404672438028676]
[0.59995127094043321,24.959124943018313,1.2250000000000001,0.51100000000000001,-1.9918317168279399E-2,0.40808083609740298,0.29739907888466699,2.2766629737754802,null,3.1968640339212433,11.279361471391978]
[0.71243481602821856,26.513042910633288,0.76900000000000002,0.65,-2.4671287451922101E-2,0.35243321628887703,0.29610854059014402,2.3167146204614402,null,3.2584748923519311,20.947146202887588]
[0.75369096342673536,27.05182860783011,1.26,0.79400000000000004,-2.5930899500333698E-2,0.31122947905371801,0.32406416615364197,2.4239845397361899,null,3.2789803978901793,21.694941315448688]
[0.12521607497124443,8.9562620453409743,0.74299999999999999,0.61499999999999999,-2.7380321811298899E-2,0.39023584483051099,0.29424200458433297,2.41738646732375,null,2.1337401032955747,15.76166040879939]
[0.64349330487884093,25.5766180270519,1.3180000000000001,0.52400000000000002,-3.12186414659112E-2,0.39839542449549997,0.28838680116419801,2.4663541762307402,null,3.2218033166141584,12.875574213665148]
[0.91656156218566287,29.046813798347664,1.518,0.318,-2.5247331451984101E-2,0.33261446619386698,0.31053256325130801,2.42920876543565,null,3.3514430560651753,7.4659807733953372]
[0.69959311839294225,26.342169184357765,0.79,0.74,-3.0673227424330499E-2,0.385553553736109,0.285044539463293,2.4745507676199701,null,3.2518828173552494,26.277896903536927]
[0.51482383807114029,23.683382024794888,1.895,0.36499999999999999,-2.88535708047933E-2,0.32327489506364798,0.29073934904880799,2.2814128571393502,null,3.1432806510735634,5.4569007289714095]
[0.12998944988266403,9.030965298205011,0.71299999999999997,0.41099999999999998,-2.67093847028507E-2,0.39569274098991403,0.298967017011393,2.4178168233223198,null,2.1425557675258826,10.946149938606272]
[0.91262180592702336,29.000755171267105,1.1739999999999999,0.58299999999999996,-2.3429895804124901E-2,0.30634277022223499,0.30129949601683098,2.47309209802019,null,3.3498279802425626,16.759424937588513]
[0.1182213943103797,8.8441740710843817,1.181,0.73699999999999999,-2.4722502861206599E-2,0.41720414082884,0.30161267867694402,2.2802729847383101,null,2.1203648289589259,12.292126141311183]
[0.67516098347997766,26.012683872956956,0.72,0.54500000000000004,-3.05744040832466E-2,0.37829653851421702,0.30529743594747299,2.3668028397662502,null,3.2390476855261814,19.79582038098259]
[0.27847355845635258,19.439183750830537,1.2410000000000001,0.63400000000000001,-2.0961620763609901E-2,0.466950398611369,0.28870789392597901,2.2605122087421599,null,2.9410005948980871,12.497021287301784]
[0.25050387196959245,18.830921360889505,0.87,0.41399999999999998,-2.5888697132231998E-2,0.45630894845963299,0.31223884910836902,2.4470492523084801,null,2.9083412466502878,12.928809198927183]
[0.23961433960486533,18.584966382375939,0.95,0.35599999999999998,-1.9640460393666299E-2,0.37939142037771401,0.31274383338606998,2.3749033505482902,null,2.8948261315359867,9.7978914017122207]
[0.12751703487090016,8.9924465380093093,1.585,0.52600000000000002,-3.0110567781956501E-2,0.41261202258945501,0.30624419642387402,2.33334486124369,null,2.1380199313374053,7.7326699786831758]
[0.63448622094026008,25.450639953481797,1.732,0.432,-2.86609483506364E-2,0.35006266489969301,0.31027725305940201,2.50889580637328,null,3.2167655866025435,9.5832704850535393]
[0.99534086420923762,29.947848462082622,1.653,0.71399999999999997,-2.86088149820116E-2,0.399798332775051,0.29287697360468601,2.2777706249651901,null,3.3825247407119003,13.213904512081085]
[0.18920075696561189,9.8631362946869459,1.458,0.751,-2.6364480356266699E-2,0.33026254504452202,0.28936397618445298,2.4739959283941899,null,2.2358285795096351,12.933914434269957]
[0.23959490356363056,18.584522451631599,0.93600000000000005,0.57999999999999996,-2.9321992684668299E-2,0.38379133857566999,0.302111472103757,2.4034299903824601,null,2.894801571768463,16.112986055363145]
[0.3182493150953889,20.253782462755026,1.1839999999999999,0.749,-2.9277559596367801E-2,0.36182654328894098,0.30673524557214599,2.46917517069891,null,2.9831313716304853,19.543689559419757]
[0.76779088370120696,27.232570130278244,1.3320000000000001,0.52700000000000002,-3.4089185999083199E-2,0.31677512032101302,0.290289625240023,2.4125991277052501,null,3.2857660489624219,12.156807094780657]
[0.60849827435246784,25.082059034496268,1.1830000000000001,0.64800000000000002,-2.8849838909831501E-2,0.38367740301061498,0.29771482726742798,2.4394787388822099,null,3.2018789388866744,17.111693145641848]
[0.54296845331061072,24.116098631453571,1.748,0.43,-2.5125024841019201E-2,0.30366554513682298,0.30718079595006698,2.4087888176044299,null,3.1617791780080502,8.1891342823602358]
[0.18490630649187134,9.8076281378122339,1.3260000000000001,0.42099999999999999,-2.6625035600479199E-2,0.38250720528099602,0.28797482898210103,2.39114084153965,null,{"$f":"-LN(-LN(1-(1/B470)))","v":2.2298711649281393},{"$f":"D470*(C470^((E470*J470)+F470-1))*EXP((G470*J470)+H470)","v":7.2223239659173899}]
[0.8672641892273365,28.463154997052815,1.53,0.78900000000000003,-2.65698920070792E-2,0.366811057014305,0.30032940457371199,2.4237802222364802,null,3.3307811630881119,17.818057418849676]
[0.81753247758969805,27.857288441290528,1.355,0.33200000000000002,-2.6397762289629902E-2,0.3824262813746,0.31305392752632999,2.4956254978674099,null,3.3088716195482908,9.1587028946606406]
[0.1633123850128696,9.5181908023686539,1.591,0.53400000000000003,-2.5427140209237399E-2,0.39272047686949002,0.29996855258660299,2.3562847091140902,null,2.1982177099266607,8.0074166402968778]
[0.92025074108110505,29.089853331210733,1.3,0.48899999999999999,-2.7704101407500001E-2,0.29858816284692002,0.310800847672767,2.3380761288006102,null,3.3529499109327152,11.662592233762163]
[0.14856915340905585,9.3094250400873655,1.6879999999999999,0.53600000000000003,-2.8397259840042498E-2,0.40580046125972302,0.29593351327366302,2.4216066316765001,null,2.1747468731406183,8.1510251440264678]
[0.1764625508969857,9.696575226920487,1.98,0.66800000000000004,-2.4272240074425602E-2,0.37821204269424802,0.301517884482286,2.2682934634429301,null,2.2178445969672307,7.9409448691437481]
[0.68905103282779412,26.200718782597299,1.7010000000000001,0.74099999999999999,-2.7431133221623799E-2,0.30764979726259201,0.29954024294577802,2.3425957428003699,null,3.2463927771096142,13.466062739147254]
[0.82938663149303349,28.003340352337393,1.7410000000000001,0.79200000000000004,-2.5220946534953801E-2,0.34381091931952901,0.29099943955880297,2.3743155863191601,null,3.3141972828002797,14.811074079134787]
[8.1253532871529921E-2,8.1869564805533876,1.8819999999999999,0.78400000000000003,-2.9262289889732399E-2,0.39671300207929699,0.302832156860042,2.37826050543151,null,2.0381120417649976,10.308082046140969]
[0.74650510607367215,26.95906538473017,1.659,0.73899999999999999,-2.6496544799953999E-2,0.46812397120985999,0.30767115784707599,2.4097391350994801,null,3.2754797841714116,16.475508790689279]
[0.16045586553277036,9.4785023380139357,1.833,0.57799999999999996,-2.34685707076774E-2,0.41156177560413898,0.27898506492295799,2.3799118096344101,null,2.1937979599280855,7.8146725647438995]
[0.55357229536172214,24.276211391348689,0.68100000000000005,0.66300000000000003,-2.9027686513135299E-2,0.35560631644955898,0.28032149622098701,2.3774091978730798,null,3.1685381189871786,23.04724077750188]
[9.9814520608916824E-2,8.5322535407462752,0.53700000000000003,0.42699999999999999,-2.5527189680569499E-2,0.444605637437545,0.29332888009326002,2.4565576873947301,null,2.0821713074665711,13.392776054577791]
[0.83053824672918564,28.017473315127639,1.004,0.57099999999999995,-2.6802890610337402E-2,0.337757236210318,0.312515970042475,2.4550681510414201,null,3.3147111274854821,18.682810778743743]
[0.10571765709211434,8.6352038645053035,1.7430000000000001,0.42899999999999999,-2.6256561038711702E-2,0.42897077764737701,0.29655522796032002,2.5008572121095698,null,2.0949395718411843,6.8757047912211]
[0.95055281585575246,29.440155253226965,1.728,0.58499999999999996,-2.7219144503404801E-2,0.36827387849992099,0.28625547335576901,2.36521255238062,null,3.3651305743592772,10.987129406536576]
[0.24090774229320822,18.614468112233695,1.115,0.69299999999999995,-3.30639585080134E-2,0.42134411974505898,0.30271102651017101,2.4694887142256201,null,2.8964569169770216,18.286056596393408]
[0.8350009144175895,28.072148154801607,1.841,0.41899999999999998,-2.64880554148057E-2,0.40988363050938698,0.31338858401140801,2.46683628965443,null,3.3166965058561835,9.2312651424488532]
[0.221181093784792,18.155524240348893,0.56200000000000006,0.67400000000000004,-2.1262638985268499E-2,0.32249305261662797,0.28918481088368098,2.3468875900253701,null,2.8707812935305084,24.733020197927516]
[0.85096168322860577,28.266507178493917,1.6890000000000001,0.66400000000000003,-2.3783866088364799E-2,0.29920735366919099,0.28411657714612598,2.4816089537024402,null,3.3237224137320216,13.568024018834244]
[0.68639493241770655,26.164909721934535,1.3460000000000001,0.36699999999999999,-2.7282254096314799E-2,0.41121364155143297,0.28743540561722802,2.3231402284335401,null,3.2449981434384525,7.7851493621148622]
[0.63816428724775853,25.502190756467062,0.50600000000000001,0.59,-2.8248906402201599E-2,0.34904138386405897,0.27306193195456102,2.3417960283880999,null,3.2188301182105641,24.495526759529511]
[0.65246487207459625,25.701225884076344,1.026,0.73199999999999998,-2.51535428809548E-2,0.35142347554475201,0.31050239789371997,2.3857073038004502,null,3.2267614045771928,21.261945636029374]
[0.90489246357638076,28.910103750490542,0.55400000000000005,0.64600000000000002,-2.73039549345367E-2,0.42262825570019102,0.29822744493748399,2.3654941056650798,null,3.3466415879282061,27.703400078877657]
[7.1770694389043377E-2,7.9952189900957862,1.0760000000000001,0.58099999999999996,-2.7796831333223901E-2,0.38629503922330199,0.30510478475958402,2.3745741716065898,null,2.0127791088650859,10.986043924199384]
[0.96208618823729797,29.572014863797605,1.266,0.503,-2.5811679561480901E-2,0.33846039886839902,0.30792627943928602,2.3985892422475499,null,3.3696774122014586,13.098392188928285]
[0.98675945303069001,29.851472901303989,0.63300000000000001,0.61,-2.1737186858373302E-2,0.40839997481557699,0.31624304150671201,2.4365135774112301,null,3.3792459873773857,27.522394383137215]
[0.16813632293070058,9.5844345743327573,0.70799999999999996,0.49199999999999999,-3.4568012374095798E-2,0.36470505871444298,0.31557058740981397,2.3962473890692699,null,2.2055513635053638,13.855461223830567]
[3.941125954244562E-3,5.7018837113657579,1.5449999999999999,0.56899999999999995,-2.40114891907958E-2,0.36563565239239698,0.29272454880037102,2.4276095231185799,null,1.6459287901605386,7.7864271897870339]
[1.1000667904417338E-2,6.1726395388405457,1.4079999999999999,0.41899999999999998,-2.9427419018850601E-2,0.34650975536485501,0.29829716644131699,2.3970323322298301,null,1.7330560827640664,6.0681774205310699]
[0.15269533716283601,9.3688576476413719,1.9930000000000001,0.41699999999999998,-2.2789431596451502E-2,0.43429298097042301,0.30126691871085798,2.2991963850444601,null,2.181485080554689,5.2452162396019162]
[0.23174641744554625,18.403762092687259,0.622,0.54500000000000004,-3.4241454255073099E-2,0.37370322779225701,0.292800370524955,2.3408390987161298,null,2.8847508014904748,18.593317847826196]
[0.70340297427856435,26.393026182473072,1.9019999999999999,0.76900000000000002,-2.6761026856895999E-2,0.36051313875184898,0.30978724606386099,2.4398775166575501,null,3.2538493581465953,15.151543638339856]
[0.44236489490765885,22.511524078292624,1.4610000000000001,0.39900000000000002,-2.5802562398699401E-2,0.31795894209572401,0.28242052732218997,2.2596194657970301,null,3.0913941034117798,6.8557083690930511]
[0.81947496570908529,27.881293519484601,1.0589999999999999,0.35299999999999998,-2.7443687651192102E-2,0.28143007424626398,0.31648369567446799,2.3703213010448301,null,3.3097488955553556,10.27914040401142]
[0.97187448932430542,29.683304544134447,0.79600000000000004,0.58799999999999997,-2.6689921014158499E-2,0.38516751752401002,0.29617822039855402,2.4534673076441198,null,3.3734989236008501,21.811044621251199]
[0.71786733100047684,26.584864965131334,0.91400000000000003,0.77400000000000002,-3.1144461728593999E-2,0.33114722877939601,0.317642825791841,2.49689138486037,null,3.2612327668901973,28.385974116924533]
[0.99700277837044571,29.966464896572244,1.87,0.51600000000000001,-2.98295963274448E-2,0.36524472354591297,0.29763421317401101,2.3581822369673602,null,3.3831568455659631,9.421465463588607]
[0.90652679622383203,28.929303741010656,0.63900000000000001,0.313,-2.8771007336276501E-2,0.40130373826507598,0.30069827463856103,2.3826612446693001,null,3.3473173146863586,12.665717006332256]
[0.73554020089703664,26.816653210809029,0.57999999999999996,0.78800000000000003,-2.4753511483014801E-2,0.401961306301371,0.295872220704754,2.4275090010547,null,3.2700815964674681,34.009487554438415]
[0.52612806576426319,23.858569063408016,0.58299999999999996,0.60699999999999998,-2.7992762978766898E-2,0.38867330579759002,0.28730870792700802,2.4515473715930498,null,3.1508111392235505,25.406844246726777]
[0.86368178297068632,28.420102007344731,0.51900000000000002,0.69599999999999995,-2.0772809311455299E-2,0.402079672203701,0.30326705758794398,2.4121293309539,null,3.329240014851687,33.012179537320819]
[0.43498234244487555,22.3869021021248,1.6910000000000001,0.52200000000000002,-2.5523756803012498E-2,0.39099538114415899,0.30992617410995998,2.4154211354895101,null,3.0857143807146503,10.59498792632642]
[0.6086892575417967,25.084796107617009,0.755,0.60899999999999999,-3.2333406663982898E-2,0.37319249462397802,0.29985769156584402,2.3368895719102398,null,3.201990307743531,20.213416836475115]
[0.88025206116214871,28.618501109418787,1.661,0.58099999999999996,-2.7544256529742999E-2,0.35168705340899298,0.29709187013418398,2.4424221723991901,null,3.3363223492161835,12.366793474340673]
[0.57523844833150095,24.598660547247849,1.3660000000000001,0.35199999999999998,-2.8217051957803101E-2,0.36701800731952799,0.29699001957059301,2.52758107894664,null,3.1820127394882283,9.0526806229854007]
[0.30202518460791417,19.928038315346477,1.984,0.77800000000000002,-2.56487192184633E-2,0.40546017397071799,0.32312788841934598,2.4096513949015601,null,2.9664964526894062,14.263787521797079]
[0.94418348517672623,29.366992502270165,0.52700000000000002,0.79500000000000004,-2.67501475147408E-2,0.404890109814176,0.30181608763920897,2.4269613325877,null,3.3625987978313621,38.522902859978814]
[0.42493709826979509,22.215621166424022,1.1419999999999999,0.40600000000000003,-2.6948747446340099E-2,0.455306505087403,0.27916032360845799,2.43300728374231,null,3.0778551150392586,10.049086603002072]
[0.70980988342615647,26.478241152514865,0.71399999999999997,0.53800000000000003,-2.8494450844353199E-2,0.44439506280040397,0.30765546476900202,2.2943480337721098,null,3.2571358083152004,18.082779701359829]
[0.98782808190342175,29.863497171555395,1.587,0.35699999999999998,-2.6219414172574101E-2,0.383827606541913,0.31136912229823399,2.45058065484087,null,3.3796556476817399,8.5623941194482676]
[0.80082796951399504,27.649667167446594,1.526,0.65300000000000002,-3.0909613823985198E-2,0.35971399572094898,0.29025490123980702,2.4054686273456301,null,3.3012517156700185,13.787339682745861]
[4.7622029891189577E-2,7.4398265791647358,1.6359999999999999,0.56100000000000005,-2.39180430063929E-2,0.41091968425590097,0.31244101265518198,2.3184541680533401,null,1.9355425806230633,7.6323575851534828]
[0.67483236752467901,26.008211965179015,1.179,0.51800000000000002,-3.0499910070130899E-2,0.44884545210514598,0.28814130033378899,2.3403270283901301,null,3.2388723435075515,12.289883925088295]
[0.54243626896161212,24.108021888485052,1.236,0.33900000000000002,-2.8249360700362599E-2,0.37904409684643497,0.276168262468871,2.3407525990216702,null,3.1614370156409497,7.2543036698214864]
[0.5189313175718957,23.747257982081617,1.667,0.622,-2.6496789317116898E-2,0.41338185895393798,0.29823644325759602,2.4214117516652198,null,3.1460329611328435,12.711185810744318]
[0.36487349370787547,21.146235004252681,1.3680000000000001,0.36599999999999999,-2.5156511142028999E-2,0.36108129284442703,0.317354334120036,2.4589941742010999,null,3.0273374332174128,8.9400569791703166]
[0.18696434007652907,9.8343088967882615,0.53300000000000003,0.75600000000000001,-2.62605506950894E-2,0.38958287798530999,0.29047686085800301,2.3925631866042001,null,2.2327391167113735,24.104469866355426]
[0.62988763719821872,25.385976772056516,1.786,0.39500000000000002,-2.0090222101476998E-2,0.37808749172182099,0.28478495852101998,2.42603609234517,null,3.2141698814828406,7.4959791765697199]
[7.1672160197826962E-2,7.993162211562943,1.85,0.65800000000000003,-2.0485295540721701E-2,0.40085702733473,0.301546554299012,2.4423805037558401,null,2.0125038415400596,9.3628291699802872]
[5.4256900081858239E-2,7.6042489339984911,1.9330000000000001,0.48599999999999999,-2.3870117950801399E-2,0.31314574799438599,0.30472754164953297,2.39892774271557,null,1.9590383571949579,5.9945271129137305]
[0.97521677970821086,29.721176801252785,1.944,0.73799999999999999,-2.56878337932319E-2,0.37329560080231,0.31741903838221103,2.3712364984479799,null,3.3747960729032811,14.359639800797071]
[0.72966629227619406,26.739926135236914,1.964,0.57699999999999996,-2.8745863958129701E-2,0.374604595935292,0.292003033838308,2.4630061934749001,null,3.267161099916255,10.8220972990731]
[0.13913027490622754,9.1702858850777176,1.02,0.30499999999999999,-2.75685461203437E-2,0.33023367689780098,0.30186170077732799,2.4704975315776201,null,{"$f":"-LN(-LN(1-(1/B534)))","v":2.1587916221150585},{"$f":"D534*(C534^((E534*J534)+F534-1))*EXP((G534*J534)+H534)","v":6.8227925896267445}]
[0.14021746282664815,9.1865478443857569,0.97699999999999998,0.70799999999999996,-3.0780295260512701E-2,0.40282994594745097,0.28978585882166902,2.4428126280620499,null,2.1606696206959044,15.472678266713658]
[0.21260871366075362,17.949720645469625,1.0229999999999999,0.64500000000000002,-2.7273400751300102E-2,0.36661907497534901,0.31273524714037998,2.4055213995033999,null,2.8590498630421619,17.200977455391499]
[0.83090339591176321,28.02195248768794,1.464,0.71099999999999997,-2.7601098203568802E-2,0.39837922119633001,0.30042272415825,2.41611201302053,null,3.3148739256440285,16.555134958036668]
[0.8010717596436141,27.652712736563132,0.90800000000000003,0.71599999999999997,-2.00455948701459E-2,0.36378250375670201,0.29851267853230801,2.2774235208320901,null,3.3013639117794313,20.018086616670338]
[0.2750685846025045,19.366821762041106,1.105,0.52100000000000002,-2.3439036300488401E-2,0.41981175267023901,0.29407745021862403,2.4244322070358999,null,2.9371707351307839,13.083864627825827]
[0.22278386308935372,18.193557835776122,1.012,0.60399999999999998,-2.5779036238978301E-2,0.44297622055321501,0.308013608343984,2.2668536654546299,null,2.872934329126684,14.013869368980522]
[1.3271973020538508E-2,6.2880204297942299,0.84899999999999998,0.31,-2.69953984794222E-2,0.41669760378007897,0.302720478271367,2.4889860807075199,null,1.7532947831340266,7.041305121639116]
[0.76163900646174687,27.153917408415175,0.53,0.374,-2.5718402319522E-2,0.327660084988392,0.29239626679257302,2.4505447116875398,null,3.2828188169711807,18.30886275470468]
[0.87901705607414704,28.603778911957832,0.59899999999999998,0.48799999999999999,-2.3394948966848201E-2,0.376324929141302,0.29900880378248301,2.43038508945008,null,3.3357985247229629,21.541974000672688]
[0.3422427682466832,20.720657470228279,0.97099999999999997,0.42599999999999999,-1.83947104144567E-2,0.34708650274617903,0.317773140505546,2.3646224518694101,null,3.0065008636034265,12.031566416766463]
[0.11056234500694806,8.7175654837364345,1.6950000000000001,0.65,-2.4888585134448998E-2,0.36695658811014598,0.28300970076933202,2.47122694253884,null,2.1050379620882631,9.7230374185961388]
[0.93609217596309402,29.273693060412587,0.92100000000000004,0.71299999999999997,-2.3064766594882699E-2,0.34584310068561902,0.29962095893166901,2.3635185971793899,null,3.3593608679410054,22.020858900848864]
[0.11643538354033856,8.8150259425778899,1.222,0.35899999999999999,-2.3690085554077301E-2,0.36196392483482798,0.28380937713028098,2.5142466123852398,null,2.1168570499216326,7.0471568817974397]
[0.99716699778357032,29.968303607408593,1.78,0.69499999999999995,-2.4113824071997501E-2,0.36210576396848698,0.31064670158465502,2.2684916243590099,null,3.3832192557151468,12.689492342462247]
[0.13926278636129641,9.1722713592433145,1.8109999999999999,0.69399999999999995,-2.2594456547149699E-2,0.430893207327539,0.30185099445502001,2.4642049332749201,null,2.1590211024413537,10.844662756621277]
[0.87309407125622174,28.533028264220775,1.6890000000000001,0.56999999999999995,-2.1718158496395499E-2,0.39597914139851598,0.30615482713797698,2.4813663866340701,null,3.3332773390612869,13.266118665805378]
[0.20193869214514981,17.687670640496918,1.1319999999999999,0.44,-2.58498863783472E-2,0.272380934688152,0.29645952296664602,2.4831546978477901,null,2.8439101119897598,11.088948919032015]
[0.49212351522534581,23.32567600359749,1.645,0.68899999999999995,-2.70680680941352E-2,0.45106424120854899,0.304099480424599,2.4091289545565102,null,3.1277260642909419,14.47449121444515]
[0.54021649691688356,24.074290515770556,0.627,0.78900000000000003,-2.5229194021027499E-2,0.35816883586765402,0.27697776406365299,2.4004887457173898,null,3.1600067557765943,29.241234301277636]
[0.27129964795130856,19.286200664658651,0.54300000000000004,0.46300000000000002,-2.2611247428111301E-2,0.37530262706272699,0.30774071872410103,2.4119616330472402,null,2.9328863962239313,19.423169038636839]
[3.3037754933432639E-2,7.0321710968024025,0.54500000000000004,0.59499999999999997,-2.1865900155355101E-2,0.41941105443669302,0.28227868944473,2.3335833093387701,null,1.8747813856830156,15.19371744493648]
[0.97131106322445027,29.676913823492505,1.6659999999999999,0.628,-2.7845188213927102E-2,0.350782029452544,0.29444322723423499,2.4257737005612499,null,3.3732798712370684,13.124444586042596]
[0.28258831025566145,19.526042024044543,1.21,0.749,-2.2898423636182601E-2,0.42602670463367598,0.31217086504300001,2.3292313231918,null,2.945578395864362,17.072527891757694]
[0.6387398337437894,25.51024400839659,1.2989999999999999,0.443,-2.6585279849920099E-2,0.32565092255532802,0.27765815024896101,2.39234500263413,null,3.2191522540652642,9.710321252280858]
[0.3188812032954903,20.266299343055049,1.1060000000000001,0.371,-2.71422457667552E-2,0.409772347653236,0.30685142854608499,2.4092080845357602,null,2.98376508623415,9.6369313021514351]
[0.26305195717899865,19.107797830573791,0.64400000000000002,0.57999999999999996,-2.4158944960022001E-2,0.34350401983081202,0.29959682083504402,2.3505837718803901,null,2.9233399819423909,20.118790509334183]
[0.5262132801702597,23.859882486684953,0.69399999999999995,0.65900000000000003,-2.28308218741302E-2,0.37526749881767302,0.28478365903793501,2.4404127999088399,null,3.1508673835797123,23.931086541521591]
[0.71439094539830084,26.538935900966269,1.032,0.51,-2.7938859001592702E-2,0.34655411444336098,0.30184557310225901,2.3543146313940699,null,3.2594700270704107,14.032492711609558]
[0.1223996187615447,8.9115153515221035,1.494,0.44,-3.1095258286558E-2,0.37931457916691402,0.29330419209049602,2.4345628885195199,null,2.1284220384281993,7.1143147283735475]
[0.80594209021941521,27.71345893902188,0.59399999999999997,0.75600000000000001,-2.6171175189664699E-2,0.345256775597857,0.30200485547309203,2.4201297535677901,null,3.3035991228119692,33.926393591901537]
[0.48165490350398721,23.157936521308727,0.89400000000000002,0.36199999999999999,-2.41197157691183E-2,0.31392263817590499,0.303162292926763,2.3499653568414698,null,3.120347832336674,10.645462873323135]
[9.5387391916713749E-2,8.4530311307008539,1.03,0.42899999999999999,-2.57161071852797E-2,0.35211256494703003,0.30790611787567301,2.4247198305447402,null,2.0722333598537661,8.986728169697626]
[0.47670891698406392,23.078052637089307,1.53,0.58299999999999996,-2.0636420057809499E-2,0.40631488427149898,0.291472151619313,2.4002526132961099,null,3.1168148045207524,12.053088512727411]
[0.80395443772140651,27.688689762738278,1.4870000000000001,0.55700000000000005,-2.7124632290849899E-2,0.37688264252927201,0.308290010387123,2.41391396575079,null,3.3026883220575125,12.989453976421547]
[0.46358575052707207,22.86406571593022,1.5089999999999999,0.32700000000000001,-2.32964735712058E-2,0.36370486226509502,0.29597768215599402,2.4013994462588202,null,3.1072888093256972,6.7646223822490397]
[0.26463849013760687,19.142330486181713,0.67900000000000005,0.64700000000000002,-2.86683205116385E-2,0.363136922491335,0.316818619447859,2.36954260745732,null,2.9251949697701036,23.101707608117138]
[0.84816524325426168,28.232586639709869,1.677,0.47299999999999998,-3.0294613056137901E-2,0.31550399707393501,0.318252306674431,2.35640650480314,null,3.3224997672166534,9.5755432319521869]
[9.0125953776923784E-2,8.35644815573181,1.0489999999999999,0.47699999999999998,-2.3733373047454601E-2,0.41085220830327202,0.28569231607130202,2.4949783432088801,null,2.0599821392298505,10.102052125890044]
[0.87655819643672761,28.574436613939703,0.53600000000000003,0.72899999999999998,-3.0734949497117799E-2,0.40252518669965098,0.30483634646163899,2.3395725470827702,null,3.3347536890927265,32.348257143598381]
[0.76489620268838365,27.195600580534741,1.8180000000000001,0.42199999999999999,-3.0421912379990299E-2,0.43257636333837102,0.29643701876350498,2.39908283290311,null,3.2843818281745021,8.2569141897589731]
[0.53405985727508698,23.980370639144503,1.056,0.55300000000000005,-2.8057075340886702E-2,0.38959044425843897,0.31074695363496502,2.4295610021598,null,3.1560136001936638,16.115803588989298]
[0.41892379258296453,22.112118720506771,0.64700000000000002,0.3,-3.1061119315072799E-2,0.39813061990783,0.30286547761730398,2.40112625010681,null,3.0730757558397044,11.375961706637153]
[0.44898267553225013,22.62235522349707,0.96599999999999997,0.626,-2.4100953942813801E-2,0.35316565247481202,0.30486645102462401,2.3142805834931401,null,3.0964183311074174,16.690273437520435]
[0.94397037410654228,29.364540294158392,1.5880000000000001,0.45300000000000001,-2.6943004590983199E-2,0.41486441999104001,0.31562628136719501,2.3951069990829499,null,3.3625138287123022,10.506900895744357]
[0.35889713923935374,21.035161729725758,1.401,0.41699999999999998,-3.0398528183497499E-2,0.38033684310339699,0.29662902027825899,2.3648980345853401,null,3.0219409562202078,8.5566406258903598]
[0.25000631820865193,18.819801391048848,1.2170000000000001,0.443,-2.9020679616689901E-2,0.41340740452948999,0.29868172914017099,2.40145903347842,null,2.9077341376088373,10.21633800663356]
[0.51596690853609939,23.701183574814593,1.5349999999999999,0.69399999999999995,-2.93541682592653E-2,0.43105956158604097,0.2967447493591,2.3365282338536999,null,3.1440484525535815,13.747638395453727]
[0.2783635490573978,19.436852786037861,0.54500000000000004,0.57299999999999995,-2.6243499991084499E-2,0.44689360238862003,0.30535416880823102,2.3976189332304698,null,2.940877453784049,22.676349612506971]
[0.12280945520255893,8.918058435031293,0.51100000000000001,0.60299999999999998,-3.4209609177572702E-2,0.39695600261000002,0.304943466493868,2.4322996090031501,null,2.1292014440227827,20.687421693048424]
[0.38799129982960978,21.567552342352997,1.4219999999999999,0.627,-2.8360786637805099E-2,0.37319236240592102,0.31040777491411697,2.3989744581209198,null,3.0475462527231802,13.832791293480932]
[0.83020864633095059,28.013429362961372,1.772,0.67900000000000005,-3.0730722639326101E-2,0.33896130891860998,0.30274497665179001,2.4239901671524602,null,3.3145641248938462,13.515851206599864]
[0.12382332755503711,8.934198259414444,1.9119999999999999,0.313,-2.4879197482439899E-2,0.47849944311373599,0.31371342501232902,2.3694100699304501,null,2.1311214043912523,4.4998479231131299]
[0.19186390112963092,9.897242861162173,0.58699999999999997,0.68700000000000006,-2.39649487680283E-2,0.46280855018834799,0.32123196297176598,2.4640465975256198,null,2.2394715089314108,22.70953095938939]
[6.9329369573410626E-2,7.943836136179514,1.69,0.56200000000000006,-2.5499603646678699E-2,0.39725140124196301,0.29091673104973897,2.4009238863958098,null,2.0058794557731017,7.886051433848051]
[0.54414958999346985,24.134010128020435,0.60199999999999998,0.61199999999999999,-2.6344892568392699E-2,0.42820698264749302,0.272215139812787,2.35309526109471,null,3.1625375613646476,21.230304906506337]
[0.50777135649302418,23.573110679458068,0.74099999999999999,0.44900000000000001,-3.4958934863548001E-2,0.33048874715876098,0.27429755025503599,2.4102120106281202,null,3.1385113345972457,14.938525625995721]
[0.46572272254541014,22.899115809239301,1.23,0.76300000000000001,-2.5904618392094E-2,0.353513722485233,0.298302006574586,2.3651201393045498,null,3.1088553542352146,17.66344487620432]
[0.5367564389851972,24.021573412295925,1.5680000000000001,0.60899999999999999,-2.89794544291571E-2,0.43613642708522898,0.29355726460197101,2.3688342051982398,null,3.1577673669038249,12.244721402378062]
[0.1314013805473776,9.0527981159221582,1.048,0.66100000000000003,-2.6902623322903701E-2,0.40102821612975798,0.30748431118328801,2.3011916692451999,null,2.1451175976313528,12.378890878501119]
[8.9461659534953997E-2,8.3440555380958088,1.69,0.53400000000000003,-2.7113764895054099E-2,0.374250944702954,0.31465736566527802,2.4607541703376201,null,2.0583992277277221,8.3599398192117835]
[0.88188334445705507,28.637931422615328,0.59499999999999997,0.70199999999999996,-2.9938041453817701E-2,0.39677137598072498,0.29175445728090998,2.3494936720699,null,3.3370132713823941,28.05935976009404]
[0.82417702334089771,27.939283566605674,1.9570000000000001,0.502,-2.4027819083782799E-2,0.37616282636610798,0.29885430303426702,2.4597765980961901,null,3.3118649964628211,9.8562464794936169]
[0.6565377750246747,25.757512395092842,0.84899999999999998,0.48499999999999999,-2.5184830527441599E-2,0.34112311160667402,0.301415397538842,2.3705955344179399,null,3.2289929814813076,15.509069108626376]
[0.88325383769315902,28.654241563103263,1.488,0.32700000000000001,-2.71930087224985E-2,0.45886710234708999,0.302405920911752,2.5061750967488501,null,{"$f":"-LN(-LN(1-(1/B598)))","v":3.3375928749901815},{"$f":"D598*(C598^((E598*J598)+F598-1))*EXP((G598*J598)+H598)","v":8.5553182481538617}]
[0.9142011676717241,29.01923097869474,1.36,0.7,-2.2966865155680399E-2,0.33829544021408298,0.29795598510652399,2.3614159146612601,null,3.3504761598985549,16.053235856128175]
[0.22032721426323965,18.135205472641761,0.68,0.34,-2.0633783958210201E-2,0.34511388353662997,0.296730039030771,2.3843297673433601,null,2.8696291692139835,11.386470652425704]
[0.13591489671035506,9.1218153875197245,1.88,0.745,-2.9767791370740801E-2,0.43446846349380303,0.29366959607991,2.3955930157689398,null,2.1531729866431335,10.340599075371303]
[0.70284012187801104,26.385521465226894,1.5669999999999999,0.76,-2.6088165559717401E-2,0.42713017366242001,0.28407083637326602,2.2609357941285202,null,3.2535594085678765,13.671367751677371]
[0.97910005363170416,29.765097653509606,1.165,0.51,-2.9776134233070399E-2,0.305808843229739,0.303094462051062,2.27456781354367,null,3.3762982859629656,12.221411066147624]
[0.54605934555701952,24.162929781588392,0.67300000000000004,0.55600000000000005,-2.3447163795827099E-2,0.36783421632716001,0.28094045532435802,2.3611094083593298,null,3.1637608235526304,18.966443201051877]
[0.9512825393303419,29.448521715775922,1.4650000000000001,0.40100000000000002,-2.4299432090676601E-2,0.37403743800703299,0.28010745635699003,2.38009181109221,null,3.3654196853874656,8.4885886050132555]
[0.49367324494905163,23.35035527920925,1.3340000000000001,0.78300000000000003,-2.7758687008201999E-2,0.31993428637333499,0.296016703311278,2.4317112201623599,null,3.1288070324372996,18.033949456078574]
[0.71227517628467085,26.510928215375774,1.262,0.74099999999999999,-2.79013122653822E-2,0.427620318700205,0.30242757741988402,2.4293837597049199,null,3.2583935753638604,19.311684961854418]
[0.78949018729577503,27.50751323916138,1.3129999999999999,0.42099999999999999,-2.85614601109433E-2,0.36929359938821799,0.29085504871297801,2.33944973656889,null,3.2960008301894277,9.3520905010046356]
[0.74804902213186364,26.979033538956159,1.633,0.57899999999999996,-2.2852236843600101E-2,0.37362466941366801,0.31183993930008103,2.4144739695489101,null,3.2762343600715291,12.753150512959492]
[0.3690834850505943,21.223934408897691,0.74299999999999999,0.51600000000000001,-2.68449690846163E-2,0.42100915762241398,0.30381721211282098,2.3363813357094498,null,3.0310952025683018,16.310317786385195]
[0.49861147744829448,23.428738793275834,1.6379999999999999,0.79900000000000004,-2.6509437358638501E-2,0.34135528454798397,0.30706485773076497,2.3495809983935998,null,3.1322325495701722,15.195277811947838]
[0.63955170505090431,25.521597835123586,0.66400000000000003,0.374,-3.0278612284428401E-2,0.34929437351517001,0.29035218867668799,2.4110299792513401,null,3.2196062390230682,14.421415059122815]
[0.33935581806303394,20.665367554545973,0.78600000000000003,0.79300000000000004,-2.4937092422148501E-2,0.407884007912658,0.291006959877398,2.5104558528913299,null,3.0037616704563526,27.474464583495855]
[0.6787837025529958,26.061911011221557,0.72499999999999998,0.73199999999999998,-1.6853058417578601E-2,0.39016308111888698,0.288612767852574,2.5022694829506,null,3.2409758354600413,28.201080775586348]
[0.79703416826603624,27.602212904496678,1.1930000000000001,0.39700000000000002,-2.5015032606811601E-2,0.39143920179470698,0.29399842814729599,2.4032661169048199,null,3.2995019135679189,10.252654527049945]
[9.1655976946416917E-2,8.3848186241366189,1.5229999999999999,0.44700000000000001,-3.08375302224368E-2,0.34121891543687899,0.30749131725361301,2.4974145468100399,null,2.0635964732093925,7.5598235573122468]
[3.0320616221416463E-3,5.6156360148396987,1.5449999999999999,0.68700000000000006,-2.5160928567354499E-2,0.35355455797143398,0.300829258449548,2.4635553147271101,null,1.6291041346465966,9.7685277272517119]
[0.1900475738712305,9.8740072562424253,1.375,0.505,-3.0881627795707502E-2,0.34284468040869898,0.29909618414822198,2.36382145988535,null,2.2369911533795412,8.3180442982647147]
[2.2102302556134434E-2,6.6621635958944605,0.751,0.372,-2.5494851367729499E-2,0.32820105775563702,0.30160230622838802,2.3267511775912499,null,1.8162270780390282,8.0954053815453655]
[0.18097253897038956,9.7562135540047699,1.034,0.48099999999999998,-3.1756446734039198E-2,0.36402395251972403,0.299167550279961,2.37986744053921,null,2.2243211897708228,9.8729502486810006]
[0.3543798907429464,20.950591590708431,0.58299999999999996,0.79900000000000004,-2.3554759164509598E-2,0.38491193469575802,0.29546362824528499,2.2785042406598102,null,3.0178125051007942,27.549935912622839]
[0.14086332195688411,9.1961786478426433,0.73399999999999999,0.58699999999999997,-2.2117972375935002E-2,0.37183019489806202,0.29773373241239398,2.5203106633236798,null,2.161780161604951,17.120226441313307]
[0.12702022634181431,8.9846616283853749,1.619,0.57499999999999996,-2.0723416662992E-2,0.35976484479742898,0.31101518866494199,2.4773344910134401,null,2.1371006969011872,9.5716999362413464]
[0.77539293206960835,27.329329519941609,0.997,0.73099999999999998,-2.1295657611364999E-2,0.392548482779352,0.30429572115188203,2.4413592374966702,null,3.2893798859375463,22.89680086857771]
[0.78235131893474819,27.417481400080391,1.496,0.56599999999999995,-2.85775136649245E-2,0.33640438497507202,0.30573790262355699,2.4815449146367201,null,3.2926609107210307,13.651926222800702]
[0.34163924407404844,20.709118312081497,1.36,0.58799999999999997,-2.44949466786872E-2,0.36752396546218402,0.29961687103587598,2.3890871719279398,null,3.0059298059094028,12.69958472427226]
[0.63597588742377842,25.471536680392308,1.387,0.58299999999999996,-2.2902267135452199E-2,0.46931827757760602,0.30189825393842701,2.3859329079213398,null,3.2176029827793413,13.736236514013749]
[0.11668326053429257,8.8190846503824147,1.1559999999999999,0.72399999999999998,-2.9651891098616399E-2,0.404205736556633,0.28778502441234999,2.3392968710683699,null,2.1173462275859802,12.556046139230173]
[0.14557344433588171,9.2657567373193253,1.256,0.75600000000000001,-2.5314009508144698E-2,0.39016389321913297,0.29949147746295002,2.3733291476596201,null,2.1697667929008477,13.35540831790065]
[0.33186648033663935,20.52082790726972,1.0680000000000001,0.47299999999999998,-2.3406265041314999E-2,0.429408723293075,0.30755031987039999,2.42204399223739,null,2.9965651707353498,12.843354536606439]
[0.62803768593554166,25.35989704879006,0.90300000000000002,0.56100000000000005,-3.0379836471236099E-2,0.35192430952457798,0.30616978024400499,2.3083295280715799,null,3.21312108077047,16.28330729666267]
[0.32329409560045375,20.353369454111878,0.84899999999999998,0.69699999999999995,-2.9240070203748199E-2,0.36361221013221201,0.29533968622062601,2.4948909041148202,null,2.9881622583330554,22.986818175333354]
[0.4964982548841802,23.395243791778189,1.3320000000000001,0.34699999999999998,-2.3354206698238001E-2,0.38610764012189303,0.29788921012349301,2.3507421949162501,null,3.1307701866705533,7.5987330518375664]
[0.40351772172618083,21.843504850072648,1.72,0.54700000000000004,-2.6021525636503801E-2,0.35439083926895298,0.29430030680068098,2.3790564721198102,null,3.0605644964051568,9.8075699043776634]
[0.87701983649646065,28.579948636017622,1.1220000000000001,0.67400000000000004,-2.4216744847467001E-2,0.33832370409559198,0.30868718057900102,2.4306917667557202,null,3.3349500473194471,19.690943552863029]
[0.406782621395681,21.90085277581306,0.999,0.42499999999999999,-2.1361475895559E-2,0.35260629068543198,0.299591679921136,2.3676840159085302,null,3.0632487756179434,11.364050847640922]
[0.37928039051445261,21.4103113025254,1.7150000000000001,0.498,-2.4361066276329699E-2,0.39040479488970198,0.29605602852643098,2.4209984342903601,null,3.040051764858716,9.5362174781204132]
[0.34128251406367294,20.702292973646895,1.327,0.61799999999999999,-2.8676023873068002E-2,0.33766822365150501,0.30853735176869101,2.48069845221131,null,3.0055918753079811,15.10456608446645]
[0.41195915853739584,21.991308911894869,0.77200000000000002,0.54100000000000004,-2.3443202495175001E-2,0.35144890684776497,0.31424706318011297,2.3741552044944001,null,3.0674681509538217,18.360408509320806]
[0.61136111771957158,25.123042908108978,0.82799999999999996,0.51100000000000001,-2.6567418894105101E-2,0.34230674119746901,0.31257683223045302,2.41296432453146,null,3.2035452365072943,17.870135458628202]
[0.36930053300766974,21.227928192849099,1.7310000000000001,0.68600000000000005,-2.8775175575906201E-2,0.32861902934940102,0.29661164945136198,2.4023283660299701,null,3.031287972400277,12.284263221189086]
[0.7273865414662829,26.710064068207103,0.50600000000000001,0.30399999999999999,-1.88801783556789E-2,0.35899439940278499,0.29423632769737801,2.35859334707111,null,3.2660221365311575,13.565354932806429]
[3.8231314546294914E-2,7.18607280717886,1.298,0.33200000000000002,-2.57274813900303E-2,0.40155975343699901,0.30364563351162799,2.43842689195978,null,1.8981580128821742,5.7164541010898171]
[0.12548222624462224,8.9604644021349031,1.1579999999999999,0.56699999999999995,-2.9186803235602601E-2,0.39336496618978101,0.29838563633715898,2.2861598825096099,null,2.1342380928243827,9.5587993034337533]
[0.38614103342809147,21.534301934743418,0.86799999999999999,0.44400000000000001,-2.38384881485132E-2,0.35525410122575501,0.30110689052429701,2.41964104941164,null,3.0459661358000441,13.824237004812325]
[0.94006586272615045,29.319563105631349,1.1479999999999999,0.52400000000000002,-2.0281104818927299E-2,0.35576413767121901,0.30724685181429201,2.3540825917219301,null,3.3609540849119806,14.043156905712534]
[0.2460108457427157,18.730101210638679,1.4470000000000001,0.54,-2.39816438141871E-2,0.39090637342611601,0.30013022038480502,2.2527311263939098,null,2.902823308972557,9.5543110250352594]
[0.46485230982563375,22.884849238874232,1.1319999999999999,0.32200000000000001,-2.33134802218922E-2,0.47161491376145298,0.30779463575197302,2.4418380220335001,null,3.1082180138335627,8.9426354098284726]
[0.32391827009942176,20.365636858251129,1.9330000000000001,0.502,-2.5642136921223298E-2,0.380118481236209,0.311093991925872,2.4140876686641999,null,2.9887802290486065,8.9859861054055532]
[0.63246200307348022,25.422205298486105,1.6830000000000001,0.53600000000000003,-2.65391671094906E-2,0.34306363213226199,0.28041019047759203,2.4183487575545701,null,3.2156249946879187,10.07451500366523]
[0.78245342835440301,27.418772041905459,1.734,0.67800000000000005,-2.3038914665801598E-2,0.38592037500088,0.306076387543048,2.3883871005413502,null,3.2927088686936088,13.843768865840088]
[5.489434398374482E-2,7.6195024332815766,0.81899999999999995,0.79600000000000004,-2.6662180356164401E-2,0.337306339911222,0.28524955560527399,2.2831792315838402,null,1.9611902486791932,15.75587558940885]
[0.85478271040983878,28.312765878906035,1.796,0.77700000000000002,-2.5743386749596898E-2,0.34024674677382499,0.29843550029021698,2.51325393001125,null,3.3253873760360393,16.724892602774922]
[0.44320254076986365,22.525598147469218,1.1719999999999999,0.73499999999999999,-2.7790558472591698E-2,0.38224416284969198,0.304530012608074,2.3473952803744398,null,3.0920335144079387,17.627222526011508]
[0.54070149054025085,24.081666324939466,1.361,0.68400000000000005,-2.8330646893780499E-2,0.37310330431543198,0.30478042328744498,2.4416218072283198,null,3.1603196757923722,16.514024241025009]
[0.52555334056996805,23.849707952782829,0.87,0.68899999999999995,-2.6912518005868701E-2,0.40261681617003803,0.297643097422992,2.3686831108224,null,3.1504315996589152,20.673932760555058]
[0.67267919242888607,25.978883911590806,1.962,0.59799999999999998,-3.0040376279352202E-2,0.41248307524022998,0.29909186341238198,2.3963723265380699,null,3.2377216374412647,10.903318092994766]
[0.77209776643968053,27.287446935196137,0.81699999999999995,0.42699999999999999,-2.51548314690766E-2,0.38205627225417499,0.30161637169500599,2.4718357325503901,null,3.2878172291836814,15.707468723320542]
[0.20252542715610578,17.702257846693541,1.18,0.70899999999999996,-2.56516645014436E-2,0.41248090922397701,0.29691739913408899,2.3450017822420999,null,2.8447589323578253,15.431941865331762]
[0.38926439617986197,21.590384632061909,0.68700000000000006,0.746,-2.6139423381748898E-2,0.43085730007758299,0.27786481855631001,2.4422531135952399,null,3.0486298380318821,25.531567011458772]
[0.42736432711567873,22.257191600747596,0.627,0.57599999999999996,-3.3641779865804397E-2,0.35882702493859098,0.312873322209829,2.4610542903826298,null,3.0797682701945526,25.044511041524217]
[0.45286482899244362,22.686991622803884,1.393,0.42099999999999999,-2.7736640019531501E-2,0.34565533502491502,0.29721239634177898,2.4026940507339898,null,{"$f":"-LN(-LN(1-(1/B662)))","v":3.0993368305914277},{"$f":"D662*(C662^((E662*J662)+F662-1))*EXP((G662*J662)+H662)","v":9.1463057386332594}]
[0.63796462897148831,25.499396218282314,0.56499999999999995,0.79100000000000004,-2.5152575019674099E-2,0.43710162306799799,0.29747952004060602,2.5087440222777602,null,3.218718310414928,36.575796395153603]
[0.80768832900432364,27.735194540447097,1.0129999999999999,0.40699999999999997,-2.4744731170823101E-2,0.39698547261297801,0.29783808192296002,2.3285866959432702,null,3.3043976913839712,11.078156510739799]
[0.22564772805020206,18.261178067446664,1.7270000000000001,0.32900000000000001,-2.5390731490237E-2,0.41121372284032298,0.29704068525288502,2.29884286849913,null,2.8767508122643082,5.3657886243152166]
[0.73174782689999429,26.767151086079821,0.65700000000000003,0.34599999999999997,-2.6126763601741699E-2,0.41328982358764499,0.29900592263446801,2.4804420990324498,null,3.268198352037095,14.565637431043113]
[0.33563451198837091,20.593750200658519,1.4730000000000001,0.73699999999999999,-3.1451253544410897E-2,0.36862362041871399,0.29093451884138599,2.3615889119451401,null,3.0002023821732431,14.128660410815154]
[0.59605068242999504,24.902730699615674,1.526,0.63,-2.4846135067731302E-2,0.33338956735622999,0.27604753224483503,2.3228261942542701,null,3.1945550744815665,11.328823246578523]
[0.53211040244586449,23.950518869581607,0.77700000000000002,0.78800000000000003,-2.6445858369547499E-2,0.30277675894445,0.29213632001057899,2.2852500086028802,null,3.154741056112178,23.702432675187364]
[9.9643311411294455E-2,8.5292228502053824,1.165,0.66500000000000004,-2.4350354705674399E-2,0.36665077079498198,0.29056461503310699,2.3763069070804499,null,2.0817929426100243,11.807872299408317]
[0.61965360652017931,25.241217942580445,0.67500000000000004,0.56699999999999995,-2.39642476276248E-2,0.33127516446031102,0.314511605765536,2.3651299882197399,null,3.2083344342110842,22.194599051070906]
[0.71845384559815773,26.592602864140865,0.98,0.69599999999999995,-2.6292505014122201E-2,0.40429139410274501,0.28686298500452501,2.4215116581472098,null,3.26152943879868,20.256697813882745]
[2.3442274331739732E-2,6.7118073172724397,0.59199999999999997,0.76300000000000001,-2.48940070416739E-2,0.46684781101724798,0.296470576571289,2.3711083331565201,null,1.824286152335143,19.006303438989907]
[0.43014439300847485,22.304660197339512,1.42,0.505,-2.7139486980670799E-2,0.37247962395433898,0.30375787353484202,2.4361960794978099,null,3.081948402465609,11.470645124386307]
[0.901169585874808,28.866302887109406,1.8460000000000001,0.63600000000000001,-2.7096327292750799E-2,0.371825657505504,0.30452747325802298,2.3668937535703201,null,3.3450983436266464,12.089811502169166]
[0.76525742785383244,27.200217799676846,0.83199999999999996,0.64800000000000002,-2.7300072025662099E-2,0.41787682675467203,0.31939268110758201,2.34518094688802,null,3.2845548117245813,21.844233600528096]
[0.76269299425412262,27.167415296643405,1.9350000000000001,0.78500000000000003,-2.9241461171578099E-2,0.32055196908288602,0.28342459561355499,2.36412676400181,null,3.2833252204606964,12.689124758532827]
[0.92931164462766802,29.195196971584089,0.67500000000000004,0.47099999999999997,-2.5205842963663499E-2,0.42841798353678101,0.309690246738835,2.3653800317056102,null,3.3566285379176364,18.355110908171085]
[0.61775468126945376,25.214226786196868,1.1399999999999999,0.78100000000000003,-2.18001681883878E-2,0.37422561944801802,0.30794806158070898,2.4398247191532101,null,3.2072426022057297,21.958478133493212]
[0.14194692343221282,9.2122874342839669,0.64,0.42299999999999999,-2.7967007439149E-2,0.365313974282856,0.29683498112603901,2.4084893283939501,null,2.1636349291819248,12.189878275130788]
[0.70633530010091439,26.43207547936694,1.1679999999999999,0.503,-2.7705227054744801E-2,0.35742941794327499,0.31573407113972402,2.42765703635283,null,3.2553566972082066,14.218250481475248]
[0.30639705586841792,20.016659516393002,0.89300000000000002,0.73599999999999999,-2.35422640447705E-2,0.37238939826075901,0.326045966111496,2.2953807638749599,null,2.9710495926757767,20.832115788564622]
[0.95049668214997551,29.439511533222035,1.141,0.70499999999999996,-2.5865705149872499E-2,0.36418524203069802,0.31712225814193901,2.44695267619079,null,3.3651083265415127,21.524624915977899]
[0.56870992228810058,24.502148017043694,0.85699999999999998,0.36099999999999999,-2.0759652196093999E-2,0.37753423319907897,0.30769104337444703,2.4768360357349399,null,3.1779986498129844,12.705546948606774]
[0.29702315510822996,19.825852855496922,1.464,0.73399999999999999,-3.1783579657597601E-2,0.33106408254963299,0.28908472192165402,2.3840065874871801,null,2.9612205394949367,14.012485819706988]
[0.36969019123259161,21.235095142832122,0.89700000000000002,0.503,-2.95147204460595E-2,0.35839397856634098,0.304205505609982,2.3853861253898998,null,3.0316338097313911,14.878676792031463]
[0.48618524035788968,23.230748003718997,0.94099999999999995,0.48399999999999999,-2.8596605964774001E-2,0.36895665330442301,0.29610339958329102,2.2550896759835499,null,3.1235572277063257,12.159639680383899]
[0.83273038552532197,28.044348839602499,0.56000000000000005,0.52900000000000003,-1.8600151726766701E-2,0.39420692529680001,0.297944591472873,2.3751718012013598,null,3.3156875367991421,22.495265994053014]
[0.95141168082447525,29.450002021136712,1.298,0.56100000000000005,-2.4532518860247099E-2,0.39422849548255101,0.303342159968995,2.3600149487187001,null,3.3654708300361746,13.781609485906493]
[0.82475611511133451,27.9464139992394,1.087,0.44600000000000001,-2.7508801616440998E-2,0.42618017690931798,0.307332454829295,2.3374386918321002,null,3.3121248824237046,12.090936287823464]
[0.7666557093705233,27.218080519904884,0.95099999999999996,0.45,-2.58980140479887E-2,0.33664221437821301,0.31431390236541501,2.44628292548221,null,3.285223754614655,15.149525195468344]
[0.47553149178429754,23.058974757194086,1.1439999999999999,0.58799999999999997,-2.7073280956879602E-2,0.40020275269584898,0.30274633511611898,2.4251594266279501,null,3.1159691960481122,15.571450330854926]
[0.32685954681752194,20.423285705586011,0.86599999999999999,0.56799999999999995,-2.2675324603775301E-2,0.37317266837096602,0.30708520750478202,2.4133583427451102,null,2.9916791855037475,17.573051491185598]
[0.44302164126021226,22.522559812877656,1.1759999999999999,0.621,-2.5937797428694401E-2,0.37156449609386899,0.29229098172238299,2.4039942944469002,null,3.091895511859108,15.126082812756408]
[5.8042188539944362E-2,7.6935615024522912,0.98099999999999998,0.36,-2.32189263652606E-2,0.37139263965249297,0.30097956546980098,2.28194464082235,null,1.9715726196719963,6.4664875100744181]
[0.66408720595675708,25.861383856171283,0.53500000000000003,0.78800000000000003,-2.3612040258755001E-2,0.35737472635644901,0.28564447783172597,2.4760378559882299,null,3.2330981141415505,37.003105808052247]
[0.83837676471051692,28.113410738508641,1.796,0.53800000000000003,-2.6786319918616699E-2,0.42952363783347702,0.28227000589544599,2.4394260587701901,null,3.3181922459532864,10.698036396012244]
[0.57223776682636052,24.554369246899149,0.88600000000000001,0.40400000000000003,-2.6386544572290001E-2,0.37050922165331401,0.297128495470103,2.4660474136474599,null,3.1801726038932534,13.342790576853073]
[0.85868863749879842,28.359945668009349,1.839,0.76300000000000001,-2.55650022367272E-2,0.37324527731471702,0.29037873729865898,2.3049126238906501,null,3.3270826392962074,13.025098960576097]
[0.34487867905660352,20.770936253819794,0.70299999999999996,0.39400000000000002,-2.8717992978912501E-2,0.43749252439715403,0.283178934695346,2.4153705796908098,null,3.0089852935594972,12.997092038442075]
[0.86410944806620149,28.425246329775515,1.8280000000000001,0.378,-2.6811280651196701E-2,0.428522653423761,0.31439816392075298,2.4169598073526699,null,3.3294242888360226,8.1034370102115876]
[0.80755611922295367,27.733549735273872,1.2869999999999999,0.40100000000000002,-2.6304175007500898E-2,0.35023670281159902,0.29904963142006402,2.4516132014849701,null,3.3043372833499474,10.382329536253874]
[4.2657469078930976E-2,7.3091521463226226,0.58599999999999997,0.71199999999999997,-2.94790981816936E-2,0.38415525265836797,0.31542672539357902,2.3116463353366101,null,1.9164660475076907,18.836494190998113]
[0.99746419788069263,29.971630874380647,1.7969999999999999,0.67100000000000004,-2.2812371060510098E-2,0.37886471201140498,0.312236214498326,2.3581275311094498,null,3.3833321810411765,13.548062730769791]
[0.99332302359103619,29.925224106054763,1.083,0.40100000000000002,-2.9847845562717398E-2,0.30373603461272197,0.320637481625069,2.57117088603577,null,3.3817560120259276,14.557842936862011]
[0.21819026553486887,18.08418177350692,0.86,0.70299999999999996,-2.8416387092496099E-2,0.43623616905638801,0.32759293871957001,2.47226885697938,null,2.8667301308576754,23.483683463649683]
[0.95594021033217047,29.501847644449409,1.9059999999999999,0.68100000000000005,-2.9976302930615199E-2,0.38040250888758897,0.305992266680921,2.34315896221834,null,3.3672604513095576,12.485542060595412]
[0.41967689809993336,22.125121861431019,1.081,0.77600000000000002,-2.2377513708924501E-2,0.36185828547286197,0.28968703518716699,2.3753296857866899,null,3.0736774492102907,19.241543217792572]
[0.54179305119225951,24.098254746900224,0.83599999999999997,0.33500000000000002,-2.8313338729112399E-2,0.39232404238503799,0.289436062044298,2.50602652696243,null,3.1610230848870655,11.613851728475796]
[0.38632568000779854,21.537623718734686,0.90400000000000003,0.65500000000000003,-3.1867627033538598E-2,0.39378425140734502,0.29093765461434701,2.3918535825120899,null,3.0461241050714309,18.65185825376923]
[0.32776673509934218,20.441014157824863,1.97,0.38400000000000001,-2.3235121361111701E-2,0.41769390215650198,0.29790132765847899,2.37214578588208,null,2.9925689989338489,6.4530621194397577]
[0.38658395615077323,21.54226876390516,1.448,0.70899999999999996,-2.1097653497806099E-2,0.33084712508650899,0.32327437734269299,2.4256490023061401,null,3.0463449609058491,16.363501790940777]
[0.17377484843898272,9.6606712021845986,0.97399999999999998,0.442,-2.37142745126546E-2,0.36024820242751698,0.30821164004874602,2.3495076403422699,null,2.2139251329500103,9.3339327885647894]
[0.49489507157854751,23.369785437107996,0.54300000000000004,0.753,-2.55285391515188E-2,0.39691439069929302,0.31033117289138101,2.4344652709377499,null,3.129657264224512,34.434712208801315]
[0.13217639521661362,9.0647323899706738,1.8240000000000001,0.47499999999999998,-2.8922415350976002E-2,0.31290154180789198,0.28741895339896101,2.37857744954706,null,2.1465151718744346,6.0545165356812873]
[0.69387092227785496,26.265523840847376,1.2430000000000001,0.39500000000000002,-2.8557651897762801E-2,0.392629900374663,0.29871728396314101,2.4662059722693601,null,3.2489117645192569,10.543822631086812]
[0.8048036568482011,27.699276068026798,1.8380000000000001,0.49299999999999999,-2.1819308714981101E-2,0.337373236641129,0.29104619036075802,2.4147361146597199,null,3.303077698340815,9.2224791102728272]
[0.31855783916629887,20.259895472713652,1.391,0.51,-2.2087435199466401E-2,0.37478794832324902,0.29902449800752701,2.3992064314286301,null,2.9834409161703803,10.912425825789054]
[0.16717384902552268,9.5712942508867584,0.94099999999999995,0.64600000000000002,-2.80672850383204E-2,0.397306277232578,0.313527283316551,2.3421328738059701,null,2.2041009153487692,13.966142317233391]
[0.89127779800111606,28.749481261824112,0.67900000000000005,0.39400000000000002,-2.3259063085056101E-2,0.36894238788939598,0.29795785161912802,2.36205810421272,null,3.3409706574396338,14.887314710470267]
[0.56380743296465119,24.429308803983496,1.5449999999999999,0.40400000000000003,-2.52617483015679E-2,0.45621059091424998,0.30444174066728702,2.4055461702543099,null,3.1749584579006003,8.9741045714865546]
[0.59054644904053277,24.822836294778579,1.0960000000000001,0.51100000000000001,-2.72697676391069E-2,0.44187804317095902,0.29190497568365797,2.4583768126397398,null,3.191274787604788,14.287732127855634]
[0.57413096396555086,24.582327100488385,0.82499999999999996,0.498,-2.8828903477940902E-2,0.40107449577218002,0.28621262339223302,2.4018042725795499,null,3.1813345408622107,15.61210973763232]
[0.45478465076098951,22.718853552678219,1.806,0.70699999999999996,-2.50246545766558E-2,0.368199185412174,0.28853745146855497,2.4168242086697398,null,3.1007723493645991,12.749014558475961]
[9.2420126021641402E-2,8.398899197196819,1.76,0.503,-3.2184231520117797E-2,0.36089189759037898,0.29503948624573301,2.3897672498507099,null,2.0653854545565715,6.7740406290543307]
[0.16006964437381155,9.4731091588207903,1.6539999999999999,0.622,-3.1348374766615998E-2,0.37260713498236803,0.304051766062365,2.26842687139361,null,{"$f":"-LN(-LN(1-(1/B726)))","v":2.1931958561636922},{"$f":"D726*(C726^((E726*J726)+F726-1))*EXP((G726*J726)+H726)","v":8.2495484482516002}]
[9.7908650161371402E-2,8.4983683725661923,1.508,0.30399999999999999,-1.9146736684923699E-2,0.40464564275682902,0.292280213838917,2.3754974264629798,null,2.077932741680097,4.6237356415508701]
[0.35112562771204192,20.889332068620242,0.77800000000000002,0.63200000000000001,-2.6244738881526501E-2,0.35169379502255599,0.28427351055016797,2.4529296207698699,null,3.0148113209123615,20.773961784436903]
[0.38184662354926069,21.456820424916351,0.68799999999999994,0.68500000000000005,-1.7061707979868501E-2,0.33207821233288398,0.30281971451991302,2.3991246397735,null,3.0422743598769211,24.80984217868323]
[0.97829142686191606,29.755959061655336,1.3420000000000001,0.71199999999999997,-2.6827277626728499E-2,0.41672911901473902,0.30880370081069503,2.2807252619073601,null,3.375985907074345,16.20544895463188]
[0.99488222783009317,29.942708172016935,0.8,0.38500000000000001,-2.5410859919483698E-2,0.35025051818355502,0.29304249180238201,2.3113920974631701,null,3.3823501362004449,12.332261423170996]
[0.63515993468181609,25.4600937026295,1.5740000000000001,0.61799999999999999,-2.2861095938360901E-2,0.34000315599940001,0.32230864474124998,2.4956667169808799,null,3.2171445143190631,15.158522444901179]
[0.36468978979081712,21.142834393373555,1.738,0.63800000000000001,-2.66070801956509E-2,0.37451242582916799,0.28351601790564301,2.4368598553806899,null,3.0271726466799134,11.651632376703908]
[0.64457255057624774,25.591653646820113,1.0840000000000001,0.72399999999999998,-2.7773796683198099E-2,0.42484448709453598,0.29307068200820602,2.3677074186457401,null,3.2224028829829443,18.831401233452709]
[0.72392213102632008,26.664594612331186,1.28,0.52400000000000002,-2.113132929047E-2,0.31703559098061002,0.31105460833309501,2.3372450756830299,null,3.2642853988583913,12.437645057246268]
[0.3806452284098828,21.435066460887331,1.3069999999999999,0.439,-2.8958399317842599E-2,0.49711928759672103,0.29568246328570602,2.4531263107452701,null,3.0412353885804366,10.706946603897521]
[0.99964544996505855,29.996035658681741,1.014,0.73699999999999999,-2.3254357907203399E-2,0.38824002597243201,0.29744290822080799,2.3773118221971399,null,3.384160074269035,21.52337382630693]
[0.29790844752511347,19.844000628951925,0.80800000000000005,0.61099999999999999,-2.77361577908804E-2,0.35965575462620297,0.33207919149335302,2.3870210428811398,null,2.9621595588376253,20.740059094810544]
[0.50474427941369526,23.525545066255219,1.155,0.51800000000000002,-2.3472051946307301E-2,0.39076705148594199,0.29881240837581502,2.5021190370717301,null,3.1364470419459947,14.631095841475835]
[0.500744452573606,23.462474976403701,1.63,0.42899999999999999,-2.3117145763046999E-2,0.37957967352738597,0.312762543388583,2.3529859620956901,null,3.1337032830814655,8.5700519180638004]
[0.58598163895406619,24.756294825585965,1.879,0.36,-2.88216624395034E-2,0.37130786136928901,0.31085126198186902,2.37654044468723,null,3.1885345032968249,6.629595575189521]
[0.43956230249750217,22.4643379736846,0.998,0.75600000000000001,-2.4187818925363799E-2,0.33532957335237101,0.31833192439548402,2.51591284756234,null,3.0892473622521424,25.05529715486912]
[0.37279343185028591,21.292038486401292,1.4019999999999999,0.432,-2.2488315394783201E-2,0.39659473768011699,0.30515385310319598,2.1880924422640802,null,3.0343773366192988,7.7505713212685601]
[0.55373030000993584,24.278585533451508,1.5349999999999999,0.66900000000000004,-2.9576881482588399E-2,0.33415108142663202,0.30342896151524301,2.31894775018328,null,3.1686379971240601,12.844752763468373]
[0.59192427479947729,24.842870364427938,1.873,0.47,-2.4768813289361601E-2,0.37319114603084502,0.31427440725594502,2.35987769315593,null,3.1920983536684306,8.7153441275210994]
[1.6629499216365473E-2,6.4417653769062717,1.597,0.63900000000000001,-2.6125074497391199E-2,0.33809360924519799,0.31409840339692702,2.4607449149164502,null,1.7796386044284815,9.3957255408462537]
[0.84964663582889732,28.250562737632162,1.5580000000000001,0.51400000000000001,-3.0173960957746399E-2,0.37431172995116602,0.29743711029722403,2.5620352372292499,null,3.3231478916590578,12.975170493402917]
[0.28100699442264021,19.492737336169672,1.264,0.60699999999999998,-2.69353361712058E-2,0.41037587843747603,0.31668005063278398,2.3400222358908298,null,2.9438255743833057,13.685430858579657]
[0.31183843510932419,20.126081917076718,1.716,0.59299999999999997,-2.6545479820992299E-2,0.38673486925704698,0.29486526594735102,2.4183881518402601,null,2.9766429834793757,11.019942983725503]
[0.8962328804353995,28.808081176406411,0.64300000000000002,0.33600000000000002,-2.9684154384355801E-2,0.36080604814426898,0.30964156713161101,2.46612598604727,null,3.3430433122506775,15.436351873056731]
[5.0395375844555668E-2,7.5098649327343212,0.89200000000000002,0.71599999999999997,-3.2644323348869499E-2,0.40479841174957998,0.28831749033884302,2.4002414020845602,null,1.9456187855446938,14.915578299022087]
[0.34084533840824605,20.693923597151063,1.6479999999999999,0.64500000000000002,-2.9092256675812899E-2,0.33064269047150102,0.29258734155615401,2.47114838995609,null,3.0051773415564704,12.602044619018049]
[0.29067772224164112,19.694977035015423,0.91400000000000003,0.51600000000000001,-2.6018967674020999E-2,0.39220155604704299,0.30619527552579201,2.3876772769880001,null,2.9544223910594845,14.764529413030985]
[0.20259306757411366,17.703938140604109,1.119,0.41799999999999998,-3.18598656184471E-2,0.40947328113013698,0.29247234386540799,2.51182501972594,null,2.8448566613185089,10.968265643070126]
[0.73503989325999919,26.810129979156976,1.7,0.61299999999999999,-2.17055373374371E-2,0.33511064121939999,0.292638907735428,2.4431225486307802,null,3.2698336313823102,12.430375674918231]
[0.56595194078073108,24.461209845088355,0.97099999999999997,0.56799999999999995,-2.80414734714673E-2,0.29646057525056702,0.30126071000120702,2.4166647772474898,null,3.1762910942183677,16.96662395667941]
[0.48956583109617124,23.284860022276135,1.839,0.76,-3.30173443706019E-2,0.35512484451092002,0.29679282340361401,2.41599774145174,null,3.1259357289310263,13.64763482665041]
[0.72275106359427621,26.649200071995828,1.27,0.373,-2.5622902803416302E-2,0.392216524284626,0.28708270724023899,2.4260784547648302,null,3.2636967093105285,9.1302591608930381]
[0.43814619622888351,22.440438362306519,1.71,0.30499999999999999,-2.0942111525852201E-2,0.438506212858083,0.30125462694746602,2.3425021008928999,null,3.0881582833368917,5.7514182618216738]
[0.86269767473930314,28.408259470174244,0.60099999999999998,0.39600000000000002,-2.5819792718360501E-2,0.35467044373071299,0.30407422758736502,2.3692086390793601,null,3.3288156760106671,16.901676814804745]
[2.7174602779927781E-2,6.8430478418888026,1.496,0.79,-2.5449265471035799E-2,0.41987594556070701,0.282237381782106,2.4363345100651799,null,1.8452825833696833,11.808660675112366]
[0.58953826816088017,24.808162180138162,1.7849999999999999,0.71799999999999997,-2.60913849238E-2,0.352918173448802,0.304745533335193,2.4356419308762298,null,3.1906711292973231,14.204116958633433]
[0.69374033783873124,26.263771060378851,1.335,0.60899999999999999,-2.5409840949056101E-2,0.35943459284587298,0.30801203537988903,2.4250253863731999,null,3.2488437169865891,15.193077863705193]
[0.33554644611627826,20.592050557180684,1.0429999999999999,0.31900000000000001,-2.3000629633679898E-2,0.35168588795795303,0.30293057655128097,2.41990727819055,null,3.0001177579788831,8.6362679813011383]
[2.2111580124630104E-2,6.662512410654057,1.9750000000000001,0.71599999999999997,-2.5380198977066101E-2,0.45141041990158598,0.280492845994739,2.4916964248700899,null,1.8162839321855846,9.6056419411504468]
[0.28764491796972214,19.631920401146601,1.8380000000000001,0.65400000000000003,-2.3431995564018E-2,0.38340544739103499,0.30652002662844402,2.54952089583665,null,2.9511304300834817,13.627030738043882]
[9.7855572376564171E-2,8.4974199843699818,1.772,0.71699999999999997,-2.4272682520782699E-2,0.38216649475861397,0.29795421965046298,2.4984861494388499,null,2.0778138519276266,11.051634042351582]
[0.27096352734673701,19.27898360816609,1.1060000000000001,0.33600000000000002,-2.5551607514289702E-2,0.310950885712243,0.31777643124135602,2.4678023223802801,null,2.9325019728078074,9.3191123160691909]
[6.3317177519792267E-2,7.813298276040781,1.9139999999999999,0.78500000000000003,-2.5047646042934801E-2,0.43598539712400097,0.28591438675254999,2.2970099457908,null,1.9881331188398081,9.2524645879913798]
[0.80714191531719826,27.728395804993312,1.359,0.72299999999999998,-2.9341681688806E-2,0.34141888812726101,0.29967021048081999,2.5189153026339199,null,3.3041479735854922,19.162699918339587]
[0.73953053840650229,26.868601782128756,0.82399999999999995,0.76900000000000002,-2.9209897266612099E-2,0.42264107334343598,0.28913474371704401,2.3892317691188398,null,3.2720541054326735,24.603826860663322]
[0.5685899638786025,24.500369478808974,1.5660000000000001,0.52700000000000002,-2.6044395553750498E-2,0.43353151113409599,0.31219046446582199,2.47178894641781,null,3.177924526492323,12.580573119427489]
[0.70544540440637249,26.420233466992926,0.53700000000000003,0.31900000000000001,-2.47952260618577E-2,0.33914983757457501,0.31013500945790201,2.3438500739797798,null,3.2548998246001535,14.466160205981732]
[0.69345976708103618,26.260004518027376,0.67,0.67600000000000005,-2.9042010009393202E-2,0.39210841020552201,0.28692242814848601,2.43282500206768,null,3.2486974742663968,25.909726817863874]
[0.65573962621036952,25.746495960195727,0.71499999999999997,0.64900000000000002,-2.3238822526576299E-2,0.37238438175015898,0.28591805434128098,2.3615743057309602,null,3.2285566075860896,21.934749080039325]
[0.54492067693548463,24.145692887332928,1.6639999999999999,0.56000000000000005,-2.56275730018743E-2,0.35597121658789399,0.28115574755478101,2.3715728944085401,null,3.1630319064797709,10.092834506227275]
[0.1222598492681618,8.9092814120398423,1.575,0.39200000000000002,-1.67124105035668E-2,0.425891436847671,0.32123449608847598,2.3324165518389099,null,2.1281557942837872,6.0654698201824484]
[0.84076056667545596,28.142497621145559,1.478,0.33600000000000002,-2.4602330874259701E-2,0.35208562097217899,0.295390941306929,2.3886194443800801,null,3.319245282237989,7.3405411911511091]
[0.11921869828026654,8.8603545543166522,0.76600000000000001,0.57099999999999995,-3.0443330694294401E-2,0.34093813660436201,0.29964501033442098,2.41934249395436,null,2.1223067294476352,14.699691806502328]
[0.95513796966399056,29.49267202357056,1.6830000000000001,0.35699999999999998,-2.46950579197464E-2,0.41676080873203403,0.29485331085690802,2.36925940828888,null,3.3669439579506877,7.2796924461422821]
[1.2272720132917581E-2,6.2385838754863148,1.145,0.53500000000000003,-2.43016874930361E-2,0.389377312913047,0.296658123615966,2.4756289868110901,null,1.7446735876290336,9.7697409327137432]
[0.47415635287778835,23.036663386693803,1.829,0.49,-2.7736670995844499E-2,0.38063729246658501,0.28978449849244198,2.42977603662949,null,3.1149793579819032,8.9618930587417971]
[0.15460917762619586,9.3961514081380866,0.85399999999999998,0.432,-2.5201265035941701E-2,0.40274865700574802,0.30481880136887302,2.3964744828454401,null,2.1845643468269427,10.236815018979966]
[0.83202745852335613,28.035734842813685,1.611,0.63100000000000001,-2.80326053890829E-2,0.34895472231663999,0.29499227655799098,2.4330108630953502,null,3.3153746872277852,13.407293747439065]
[0.81244846942888771,27.794325427542834,1.1890000000000001,0.72499999999999998,-2.5929379216935299E-2,0.34250620130384002,0.29289753953855002,2.47715461200817,null,3.3065669447222579,19.993228509072814]
[0.65549900761291524,25.743173511152474,0.60899999999999999,0.59599999999999997,-2.4573894622194201E-2,0.41811289508557198,0.30026164615068401,2.39800314842685,null,3.2284249640929641,23.993554522941952]
[0.74338404000837888,26.918636084341859,1.2549999999999999,0.40699999999999997,-2.1950247255350198E-2,0.38111296630562402,0.29414096775420401,2.4707230104800502,null,3.2739502566102199,10.782125085005415]
[1.5694791659768281E-2,6.4006601862946759,0.83299999999999996,0.5,-2.33778715667067E-2,0.34695484663801202,0.29063478314955099,2.41581923984555,null,1.7726633482991514,10.641562784397763]
[0.31827823037295455,20.254355507809571,1.3029999999999999,0.36599999999999999,-3.4990354533714497E-2,0.357231656769255,0.28030050951233598,2.4091226597028101,null,2.9831603929901833,7.7093538528551573]
[0.62702951934347462,25.345668229933477,0.51100000000000001,0.497,-2.5029538346998899E-2,0.34607526552178502,0.29243589464818998,2.4411671481671999,null,{"$f":"-LN(-LN(1-(1/B790)))","v":3.2125484020392041},{"$f":"D790*(C790^((E790*J790)+F790-1))*EXP((G790*J790)+H790)","v":23.914554660413827}]
[0.1606757220036118,9.4815695074885848,1.097,0.79800000000000004,-2.3191285095477601E-2,0.30630913402368398,0.29550102742669199,2.4146725813862999,null,2.1941402220028086,15.934146292024518]
[0.26053675428009637,19.052837524241987,0.65100000000000002,0.52400000000000002,-2.6027616474619E-2,0.35206596887977598,0.32964356179705601,2.5022505298945399,null,2.9203805655609352,22.860753912467434]
[0.54947701954240846,24.214558074613922,1.43,0.39700000000000002,-2.3081310248175699E-2,0.36487938282002302,0.29300149149674598,2.5018050536821699,null,3.1659409160670999,9.5096619256808026]
[0.4999008037748609,23.449140018011462,1.0029999999999999,0.60199999999999998,-2.3365719983890001E-2,0.38027648821677001,0.29246951500995699,2.3651319434885298,null,3.1331222023241874,15.989002773403778]
[0.83325584771009631,28.050785724937384,0.74099999999999999,0.76900000000000002,-2.1559785891529699E-2,0.434037351408742,0.29749137771984402,2.3703263366372598,null,3.3159212525172843,26.714315223939685]
[0.91708319581057807,29.052904649504441,1.196,0.34899999999999998,-2.18128913876749E-2,0.411128456692959,0.31482250475846602,2.41373635404983,null,3.3516564405478038,9.9517337330987754]
[6.7539510843169892E-2,7.9055875232723993,1.327,0.59799999999999998,-2.2740883533998599E-2,0.38272106421339203,0.28105103370618101,2.3518861831676401,null,2.0007122795144352,9.1386307989125886]
[0.9350936581927296,29.262151424832638,1.46,0.57299999999999995,-3.1625462148863401E-2,0.36741136965618898,0.27748660242908502,2.2864248179078102,null,3.3589595890240429,10.826817538368113]
[0.57261197130743324,24.559898987376531,1.87,0.31900000000000001,-2.9367346437797801E-2,0.38506171452636301,0.31421876951372302,2.4253961356805198,null,3.1804025287679663,6.2889742708572491]
[0.49818879859536069,23.422044935826921,1.48,0.432,-2.36701975236795E-2,0.33878270824942103,0.29089853532912202,2.38098579619313,null,3.1319404725087843,8.7097621547466186]
[0.45363500591001826,22.699781803420247,1.4970000000000001,0.56999999999999995,-2.9314558047052599E-2,0.46557863170765201,0.31322280183950402,2.4095473476374401,null,3.0999133316433678,13.015083143889971]
[5.1945801776813738E-3,5.8058055114046887,1.728,0.30399999999999999,-2.80628671639956E-2,0.38012047661325099,0.29302302126747198,2.5231822138197,null,1.6658299805831807,4.2885963375932032]
[9.3043679363755682E-2,8.4103460118394828,0.85099999999999998,0.46200000000000002,-2.36649012793624E-2,0.36417090287102799,0.28442054138303302,2.3548436686811098,null,2.0668374474767686,9.7862908393468171]
[0.77700326467656944,27.349764977424226,1.502,0.76900000000000002,-2.59318338888763E-2,0.28519995778024698,0.29432219684403998,2.45173053666046,null,3.2901414557122477,16.978388255187387]
[0.60431573922099968,25.022009016167289,0.58099999999999996,0.34499999999999997,-2.23830781209352E-2,0.37465849091989201,0.30226247314896498,2.4955330487823701,null,3.1994324345670653,16.068166468173612]
[0.31776676115110114,20.244215328712826,0.98399999999999999,0.76200000000000001,-3.0559569522075902E-2,0.43240245767082602,0.302380290849317,2.47874551549355,null,2.9826467280882509,22.634053001958211]
[0.66604789834060518,25.888264007322835,0.82799999999999996,0.40699999999999997,-2.4369664508652002E-2,0.37470501915444099,0.31381404015123598,2.2952237585747701,null,3.2341577121873413,12.731777591355854]
[0.58750495849040774,24.778529052868219,0.71499999999999997,0.47799999999999998,-3.1555511576949101E-2,0.38944723088571298,0.29133379919275898,2.42079260138375,null,3.1894509802462925,17.295222487012527]
[0.21470975038676576,18.000539998435293,1.4259999999999999,0.504,-3.0905061068398899E-2,0.35327445439521998,0.30124269904954398,2.333039117757,null,2.8619595491629917,9.4793019583488913]
[0.67619817340412269,26.026791141418567,0.86599999999999999,0.52200000000000002,-2.5001143166409098E-2,0.37471206400756801,0.31394307942537403,2.3468553707428601,null,3.239600625394218,16.700370076018139]
[0.93162893699755556,29.22205565169855,0.751,0.38300000000000001,-2.64772378848337E-2,0.40186867172648,0.305990174467761,2.35308425575416,null,3.3575642885374162,13.701105662978744]
[0.8772018077570779,28.582120989907903,1.155,0.35,-2.9843158534975801E-2,0.38262187367912498,0.306277384268553,2.44633067848783,null,3.3350274238541968,10.121335748924642]
[0.32385685953105081,20.364430431421745,1.6040000000000001,0.755,-2.6994629379469601E-2,0.38187558309081898,0.31125751738323698,2.3551577044612202,null,2.9887194722100903,14.500692840292743]
[0.86730046206797606,28.463590465132683,0.747,0.48199999999999998,-2.7980621972525401E-2,0.42100313762674102,0.307751436043946,2.4415818968939602,null,3.3307967392107245,18.782033075488389]
[0.49914205027582514,23.437137325409125,1.18,0.68200000000000005,-2.9047584140502399E-2,0.29752093175857702,0.29471904925653097,2.5230555877734,null,3.1325988870556261,18.76953753663177]
[0.39901701927355682,21.76406835149195,0.91400000000000003,0.51500000000000001,-2.5154756319760101E-2,0.385711777647959,0.299281711110152,2.3463270142271302,null,3.0568343719203779,14.292681308614265]
[0.72048552824017664,26.619382504143559,0.92300000000000004,0.66,-3.1064855530592999E-2,0.38977915204922498,0.28374815698043698,2.34823273581189,null,3.2625554941466643,18.457611319959302]
[0.8615760629981718,28.394754007486291,1.774,0.51700000000000002,-2.4934070548187401E-2,0.40868804212433402,0.29254937580952201,2.3338008506139598,null,3.3283315317223927,9.5951298501869768]
[0.27707245287008986,19.40946153405379,1.28,0.75700000000000001,-3.2885286968261901E-2,0.39472949402715202,0.310806072327105,2.3406319703209202,null,2.9394292803535502,16.486680516869061]
[0.3117828348794669,20.124968683922184,0.54200000000000004,0.46500000000000002,-2.4201435003615299E-2,0.39335438709354098,0.29576113430217299,2.3311116673098802,null,2.9765862351821308,17.486664146378182]
[0.80518451535534286,27.704022008922827,1.3720000000000001,0.627,-2.48321989423607E-2,0.33370821451273902,0.30149069666804001,2.4398623023289399,null,3.3032522101956534,15.367931051735626]
[3.4839253151566996E-2,7.0868413078013077,0.53100000000000003,0.54900000000000004,-2.3422145127042E-2,0.44100755938888597,0.29054254379432998,2.4092342714248201,null,1.8831483834104874,15.463312339885251]
[8.8579339107182742E-2,8.3275242130445637,1.95,0.42799999999999999,-2.8352596626846301E-2,0.38104677041365498,0.29268703121383399,2.2852153502882402,null,2.0562837595891592,4.8848598699048855]
[0.43527700099544864,22.391896288107976,1.3720000000000001,0.38800000000000001,-2.3687392922903901E-2,0.38876856477459798,0.28832944353731099,2.3602656281482099,null,3.0859426155752825,8.0594980510138701]
[0.88456647251365139,28.669851275282923,0.94799999999999995,0.32,-2.9646639500968502E-2,0.41930585567995698,0.29343847953876001,2.3956676368702801,null,3.3381472734013045,9.6994436889329165]
[0.77842050270252094,27.367732511632276,1.147,0.67300000000000004,-2.2940774908277801E-2,0.241378424361683,0.30203965248791897,2.3537725400628702,null,3.2908105742710028,17.069941193982118]
[0.94271221469938737,29.350057369320663,0.73599999999999999,0.59699999999999998,-3.3218514162763398E-2,0.36009091553523798,0.30148694888744398,2.4405902089787399,null,3.3620118474070919,23.777411186398503]
[0.41868300720267726,22.107958847945817,1.966,0.47899999999999998,-2.5031978266802399E-2,0.43209697867917801,0.29675781164937598,2.4171756264551099,null,3.072883189878457,8.6462161086365281]
[0.43783939678559392,22.435255423319138,1.899,0.38200000000000001,-2.8493297962480301E-2,0.36756916223922598,0.31382622213038502,2.3624301924465101,null,3.0879219458908702,6.7338288871953536]
[0.86001936098201592,28.375994994381305,1.175,0.52500000000000002,-2.8629477139051202E-2,0.332110049675782,0.32406284203355301,2.5705432793586298,null,3.3276586687607934,17.840720937615682]
[0.53792468103343938,24.039391582063928,1.202,0.52400000000000002,-2.5483738141827299E-2,0.31045485497750402,0.29705336471604898,2.3809320893930601,null,3.1585248327248601,12.569112382947855]
[0.10516773124780343,8.6257366707988368,1.3919999999999999,0.48099999999999998,-2.7145266633358801E-2,0.39626125436162402,0.31222133216596498,2.33969905063686,null,2.0937722171577966,7.7141157729443925]
[0.70959504739339485,26.475389976855791,0.63200000000000001,0.74099999999999999,-2.2699413559704E-2,0.310653997905662,0.31095781922843102,2.4476321885228902,null,3.2570260227223913,33.478978897836413]
[0.71119692699681791,26.496638790970302,1.397,0.34300000000000003,-2.6364603615193102E-2,0.26774296134644399,0.30706300240723999,2.43717342553107,null,3.2578439265828942,8.1171786008336522]
[0.80370462495843098,27.685574550417002,1.946,0.56599999999999995,-2.2554127610555499E-2,0.352788643379155,0.307461957311639,2.4132143819595901,null,3.3025737121400955,10.793884739390538]
[0.89634966153867468,28.809460299393141,0.90500000000000003,0.61,-2.7616178977888699E-2,0.47866430602314403,0.29398153366336299,2.4482160578457002,null,3.3430920395478654,20.045059618239971]
[0.6193996292521734,25.237610330182399,0.82799999999999996,0.45200000000000001,-2.5765576306841599E-2,0.44113085923965201,0.28937028152152999,2.3182736448369701,null,3.2081885699987902,13.113453717609424]
[0.60913919705578379,25.091242713023068,1.7849999999999999,0.753,-2.4644786969122399E-2,0.364438761460811,0.29767233015356998,2.4626280673904599,null,3.2022525648679481,15.152675069046662]
[0.73038271824204082,26.749300840403585,1.95,0.41199999999999998,-2.2204490800013601E-2,0.28716577909458701,0.27370823131376198,2.3060844796136002,null,3.2675183913055141,5.9846280256060087]
[0.8744228188538129,28.548921116145543,0.54500000000000004,0.70499999999999996,-2.3890466172186198E-2,0.33282807224952299,0.29151285863543303,2.4629402728435599,null,3.3338442316950414,34.416552112189144]
[0.34027411330983459,20.682979859281026,1.5229999999999999,0.36,-2.6978093245016401E-2,0.34483993251426598,0.29517017241474802,2.35830584262628,null,3.0046350406497577,6.7789277297957842]
[0.11484819268684543,8.7889344261752118,1.232,0.36599999999999999,-3.06640293231762E-2,0.34490751513913698,0.31611006719795798,2.3311512876839702,null,2.1137066171180683,6.3217284011979453]
[0.33630124523235827,20.606610713619187,1.6339999999999999,0.748,-2.8331952664215301E-2,0.43625368163397399,0.28448313291060201,2.3495208177095299,null,3.0008424670491074,13.387123947022179]
[0.73865761261217822,26.857249517880902,1.5840000000000001,0.41,-2.4872271898803699E-2,0.40161101644818697,0.310598040638564,2.3664877297062601,null,3.2716233873942571,8.832082197026903]
[5.8298367600957191E-2,7.6994992035782577,1.3360000000000001,0.39900000000000002,-2.9392254173543901E-2,0.37309268451609801,0.283243224525975,2.5099678873318099,null,1.972400364393027,7.0388640346945817]
[0.86534580648263226,28.440111153265292,1.5,0.55400000000000005,-2.50091784696332E-2,0.46059147704064901,0.30765896449834101,2.4082634991648999,null,3.3299565686130599,13.325581901151738]
[0.92805858647959838,29.180659395067625,0.54200000000000004,0.39300000000000002,-2.2235933447632601E-2,0.43636806478180001,0.29797420412504899,2.3521000481787899,null,3.3561216863408552,16.595283299927171]
[0.87483466625154582,28.55384467873456,0.51700000000000002,0.49399999999999999,-2.5167140737470398E-2,0.32087786861734502,0.31547389512171098,2.3683845412291098,null,3.3340197883066947,24.986639525932919]
[0.36458373277609313,21.140870742925834,0.79100000000000004,0.38400000000000001,-2.5439082355757502E-2,0.366577508127926,0.28425913532444902,2.4199664816931898,null,3.0270774798856719,12.059989896066931]
[0.75362300265866966,27.050953369313657,1.407,0.437,-2.4618813453551599E-2,0.36297703283274202,0.31164302978050501,2.4522611172897002,null,3.2789474261524783,11.036616237179222]
[0.64110730494796575,25.543332414284784,0.57999999999999996,0.72,-2.1865663894926501E-2,0.37711797950542197,0.300616342688589,2.4261008612208999,null,3.2204747257375796,31.292654539114054]
[0.76054037660319995,27.139837866890481,0.95399999999999996,0.36,-2.10753572419493E-2,0.40868415469105801,0.278604183903569,2.4717990602742699,null,3.2822903179909755,10.976001685614236]
[0.63240443447316597,25.421395954134034,1.8089999999999999,0.51500000000000001,-2.9485467424689899E-2,0.38523791844778199,0.30385145110864198,2.3673934704025799,null,3.2155925106141652,9.5854813047722036]
[1.4052435729311696E-2,6.3253506955383401,1.327,0.4,-2.53015787507305E-2,0.355469287576197,0.31273093169504002,2.4951217876744201,null,{"$f":"-LN(-LN(1-(1/B854)))","v":1.7597556317222161},{"$f":"D854*(C854^((E854*J854)+F854-1))*EXP((G854*J854)+H854)","v":6.9185971549999348}]
[0.22334212380499308,18.206773177464044,1.984,0.64600000000000002,-2.39978005697375E-2,0.36760220549276001,0.29936481715393898,2.4370446246662398,null,2.8736813491159743,10.803344881255146]
[0.34199667573170156,20.715953502182082,1.044,0.626,-2.68976803214723E-2,0.41402234616956102,0.29650030473714101,2.3673680327022302,null,3.0062681098260429,15.825281813976607]
[0.40854558448253697,21.931723530299237,1.2230000000000001,0.42099999999999999,-1.75159194748408E-2,0.37516382295125,0.29845550032714202,2.5269956943559002,null,3.0646907613963217,11.472546590153886]
[0.37969112568402352,21.417765813747291,1.681,0.78800000000000003,-2.3089777933045601E-2,0.342441146295552,0.31903167387534298,2.4599203439769601,null,3.0404083365065349,16.670799501369288]
[0.25144583882324179,18.851943442234585,1.335,0.69899999999999995,-2.88932423547676E-2,0.33532524597725,0.31531227812359303,2.3695386657612301,null,2.9094879676300764,15.066853469249439]
[0.71740438147510455,26.578755030126363,0.58899999999999997,0.64,-2.3239611934440501E-2,0.36336321586394599,0.28006677482998699,2.4038452356291602,null,3.2609984490852062,25.737798745495038]
[0.60302775892460048,25.003475242229406,1.788,0.59299999999999997,-2.3619178167497E-2,0.44089928433814402,0.30386240051352298,2.4922129837678102,null,3.1986761373989818,13.102661767235963]
[0.10748471637082979,8.6654589816766094,0.96199999999999997,0.60699999999999998,-2.3416209691475402E-2,0.36208211987686501,0.280365022880605,2.3661373571277302,null,2.0986610537025499,11.964205522504454]
[0.72443685180271844,26.671357055077838,0.56899999999999995,0.79800000000000004,-3.1823891268298002E-2,0.41157160703788098,0.31060778810525203,2.34236745235529,null,3.2645438861514511,33.821433509323725]
[0.9174554757012624,29.057250513679186,0.77400000000000002,0.496,-2.0774127780858999E-2,0.41873032180226399,0.28427756865675302,2.39504763238953,null,3.3518086640080211,16.667525156336914]
[0.39150614940827044,21.630498685165321,1.53,0.71,-3.14734791431047E-2,0.40649469328848198,0.30364759595174601,2.4263964469901298,null,3.050530749211231,15.134297206734241]
[4.0358821076092233E-2,7.2460749396472792,1.333,0.377,-2.2227611634589702E-2,0.40032652877784902,0.30748659118120802,2.41990007198843,null,1.9071253532836692,6.3360503317267485]
[0.88238201034162245,28.643867474843297,1.968,0.79500000000000004,-2.9772993694447501E-2,0.387760799075269,0.29349686205465603,2.4762839209562602,null,3.3372242561774454,15.557935813928031]
[0.76494943612660116,27.196281084586104,1.7190000000000001,0.42,-2.4689404062844301E-2,0.38775169730859599,0.31212315033117199,2.3717976048918898,null,3.2844073250561308,8.6177633924307493]
[0.27791699995276564,19.427386223136946,1.216,0.72199999999999998,-2.2718215302306499E-2,0.38658001674052,0.29384184988321699,2.3839379008805701,null,2.9403771945455786,16.26775905357449]
[0.72614239667475111,26.693747488432919,0.94299999999999995,0.35099999999999998,-2.32177894302385E-2,0.388212849026707,0.29779184425169802,2.55430632664206,null,3.2653992603649264,12.429854997153312]
[0.58831834251935966,24.790389324614519,1.0269999999999999,0.35099999999999998,-2.5874034151694501E-2,0.41236842404128699,0.292927869978232,2.4490920206436599,null,3.1899395077027699,10.162358754808446]
[0.8898909887206643,28.733051387608974,0.79100000000000004,0.44400000000000001,-2.91484421609059E-2,0.37961939203522199,0.29109741416468499,2.3949008679330901,null,3.3403887674936912,15.235525250245855]
[0.90231836247092745,28.879828251776409,0.66800000000000004,0.45200000000000001,-2.6380523459705499E-2,0.38855832963778703,0.29312970314352199,2.3012355568593201,null,3.3455751396859017,15.961119208309764]
[0.1765314788223441,9.697492400504018,0.82199999999999995,0.52500000000000002,-2.8730300949911799E-2,0.36154758337446102,0.301133007714808,2.3011768862350399,null,2.2179445189027649,11.732383657625185]
[0.3113727345490116,20.116754547590453,0.71299999999999997,0.60199999999999998,-3.1661020212034097E-2,0.39449446570852498,0.29285259880175402,2.5553534383944299,null,2.9761674108348655,23.479687743361438]
[0.91650736714253056,29.046180890949021,1.206,0.66900000000000004,-2.9064762053934198E-2,0.367601637809996,0.293724104096307,2.4696346887754999,null,3.3514208804241554,18.455402516144606]
[8.5277827486779478E-2,8.2649239555994924,0.93899999999999995,0.46400000000000002,-2.3999611117678499E-2,0.42508406257047299,0.30041809796721802,2.4228566074662998,null,2.0482320581719935,10.070303761321513]
[0.96127419534718128,29.562757402451961,0.71099999999999997,0.41699999999999998,-2.4115858463444599E-2,0.34024035330827901,0.27978442928892699,2.5036536828699898,null,3.3693588665996144,16.851272174658909]
[7.2610358468985225E-2,8.0126889664588923,1.075,0.39700000000000002,-2.7411586859436999E-2,0.39269953335903501,0.29384196363021697,2.3439407036399702,null,2.0151141301861464,7.1301453218433011]
[0.43650900554895,22.412759322736758,1,0.77700000000000002,-2.5789897479706999E-2,0.43194745974362297,0.30626075389900598,2.4038420566041201,null,3.0868954954759604,22.129732573369946]
[0.5636302778881197,24.426670788568106,0.57099999999999995,0.77400000000000002,-2.4444732660210602E-2,0.36546216524967101,0.29237312117856101,2.3883958241138799,null,3.1748481776954023,31.801556285694719]
[8.5336604247603365E-2,8.2660489174154179,0.68100000000000005,0.43,-2.5323352705883002E-2,0.30442955115895898,0.311356914390086,2.3501247501076201,null,2.0483773268869774,11.371306130555917]
[0.32982546233703636,20.48115541972868,1.984,0.50900000000000001,-2.5124303403401799E-2,0.39353200428027602,0.30944353995122698,2.3171816109227601,null,2.9945808172207937,8.1782801633370834]
[0.84578097678732078,28.203621535614637,1.8360000000000001,0.36299999999999999,-1.89255188272444E-2,0.38556297603761103,0.293457747568663,2.29679394704536,null,3.3214545517197474,6.3384198478908225]
[0.37602964492456203,21.35116993473423,0.76100000000000001,0.42499999999999999,-3.3742604118478299E-2,0.40916794271118501,0.31442635201670499,2.3405308019305102,null,3.03721833921449,13.862757033115985]
[0.85124469893094645,28.269937022991279,1.2190000000000001,0.47299999999999998,-2.4847323736241499E-2,0.37651247933224602,0.30655524899777598,2.4904897666373098,null,3.3238459573299526,13.748743407269615]
[0.5833589601575162,24.717946635775252,1.37,0.68200000000000005,-2.5014360771967201E-2,0.44517669004750599,0.27608152519484902,2.41808041953254,null,3.1869518449302614,15.111445141437983]
[0.54410216600436956,24.133291335749956,0.90100000000000002,0.64400000000000002,-2.3748313107254101E-2,0.40413318670753101,0.29752857689844903,2.3184473927937201,null,3.1625071383528263,17.980284134226306]
[0.78065374843815527,27.39601210950234,1.7529999999999999,0.59599999999999997,-2.7974924798883E-2,0.32519609497000102,0.31523072832356203,2.41079298706812,null,3.2918628121673783,12.188530866733041]
[0.14024928962073246,9.1870229522408344,1.514,0.69399999999999995,-2.2981643520418E-2,0.37992048085603702,0.31482410886126899,2.3854822075269402,null,2.1607244350157435,11.275929945427533]
[0.13310718311720504,9.0790192313411104,0.77300000000000002,0.53700000000000003,-2.5415638456145799E-2,0.40263167197417399,0.30785057502000401,2.4180701697667399,null,2.1481856752136164,13.811462828187519]
[0.75511431845248844,27.070150346904878,1.81,0.59599999999999997,-2.3114007095432799E-2,0.32828618747531801,0.28194105673127501,2.40201594663383,null,3.2796703597435672,10.650973509365071]
[0.12688310095395483,8.9825102158367844,1.978,0.70399999999999996,-2.2723185282624798E-2,0.361015406704779,0.29386423950350898,2.4310952946971098,null,2.1368465107894421,9.3848735947502195]
[9.8068667024955647E-2,8.5012259821553151,0.84099999999999997,0.6,-2.1505478810765699E-2,0.36867991215488999,0.290830043860694,2.4078801269661398,null,2.0782908853820019,13.715753866272646]
[0.922300391358301,29.113728148834383,1.831,0.32900000000000001,-2.62187726711797E-2,0.43778077555337702,0.31233328193701898,2.4033308427032201,null,3.3537848126567296,6.9997883698991217]
[3.2225027164774045E-2,7.0070197795728761,1.65,0.309,-2.1522019509326602E-2,0.43250213617244598,0.274759146121135,2.4327673440836501,null,1.8709083730742262,4.3407604086194578]
[0.11019828520800456,8.7114398352931133,1.7829999999999999,0.33500000000000002,-2.52247410797025E-2,0.389662294285546,0.29563322308590201,2.4789251829265102,null,2.1042904028372376,5.0720536343036624]
[0.84283839866882249,28.167817474786638,1.671,0.71,-3.0860766378598799E-2,0.34912980015674899,0.27802576807537699,2.4899038293658098,null,3.3201610381734388,14.639538192199657]
[0.30643615393632595,20.017449201877525,1.458,0.35299999999999998,-2.65089833880938E-2,0.41865748162001198,0.291128549798084,2.3962825862175801,null,2.9710900716941615,7.1782980605030806]
[0.34576634609448276,20.787824818576283,1.381,0.36299999999999999,-2.7716889703995402E-2,0.47148246620189799,0.29982996000953999,2.4897549952907401,null,3.0098184261919925,8.8577885025183036]
[0.89186124231122132,28.756389651312436,0.97599999999999998,0.59599999999999997,-3.1879081028397198E-2,0.404171911241822,0.28477465518085299,2.43530475651127,null,3.3412152278619596,17.927670559788972]
[0.88576822312468517,28.684132211863439,0.52300000000000002,0.52100000000000002,-2.7419405557231501E-2,0.412167707726037,0.28894218103743602,2.42316300617275,null,3.3386542095472347,23.955301712532222]
[0.911087274355596,28.98278848060194,1.206,0.77400000000000002,-2.80908929817878E-2,0.40827213613471602,0.30159519437209398,2.3479688553001399,null,3.3491972584645406,19.558868822306856]
[0.60969333810787385,25.099179017499164,1.5469999999999999,0.59899999999999998,-2.3549359295251801E-2,0.30959295469033499,0.29320214697959801,2.37437114582398,null,3.2025753306273068,11.783924158761659]
[0.4973955891904811,23.409475411151686,1.88,0.48299999999999998,-2.48461631032388E-2,0.38689292880339299,0.30287730505977301,2.4638105379001498,null,3.1313917882904008,9.4720688349735536]
[0.25074185613941036,18.836236232086605,0.72599999999999998,0.79400000000000004,-2.2998326714485401E-2,0.32506722609102001,0.31050761200920302,2.3420931275963599,null,2.9086312886762431,25.84481995807031]
[0.48801070125059631,23.259990845218706,0.97799999999999998,0.45400000000000001,-2.50335662823312E-2,0.43174678919603499,0.30401988548352699,2.4047054654025901,null,3.1248433035496537,13.189792181633912]
[0.51504681689425891,23.686856124545358,1.456,0.54200000000000004,-2.64948405765386E-2,0.36830976882651001,0.30265751326364598,2.4194893556272601,null,3.1434305393411504,12.058525386273081]
[0.80715975059120437,27.728617756165363,0.85,0.47899999999999998,-2.6304796060235201E-2,0.443089495554507,0.30753271806443,2.2698409054422699,null,3.3041561268450002,14.218674341663419]
[0.83339895551252186,28.052538436647737,1.22,0.56499999999999995,-2.5016853044416001E-2,0.36354470067232802,0.28602550267897697,2.3209159604505101,null,3.3159848819506386,12.876284374580978]
[0.99250206461916257,29.916012805131256,1.347,0.77600000000000002,-2.20395751263305E-2,0.38455370415467899,0.305751458867836,2.4591869130634398,null,3.3814428617398615,20.778867724773853]
[0.56001579616030583,24.372756754303339,1.0209999999999999,0.39300000000000002,-2.3260520211591199E-2,0.35739875411660899,0.322923775960545,2.3559687304390802,null,3.1725916739157305,11.377523537200178]
[0.88023414482326479,28.618287606921367,1.34,0.44500000000000001,-3.0609187758801799E-2,0.40841480079647402,0.29746274850176502,2.4949196029682201,null,3.3363147546319025,11.877442090084717]
[0.12676559993018754,8.9806657723643966,1.667,0.60499999999999998,-2.55889641509588E-2,0.37378970612176399,0.28356191705343398,2.4528537601473799,null,2.1366285410345833,9.0997237885139999]
[0.45538242783424632,22.728760702273725,1.84,0.69099999999999995,-2.67554049079296E-2,0.34443860656623598,0.27424676710854101,2.4511685690633098,null,3.1012182898083975,11.961803524635155]
[0.95470114239721826,29.487674195006552,0.9,0.78600000000000003,-2.4056110042927101E-2,0.38148464523178299,0.29664133425260403,2.3867328094241702,null,3.3667715264188622,24.987065619272322]
[0.37150731728425768,21.268467617342125,1.796,0.48599999999999999,-2.7020477465061699E-2,0.38914140922170298,0.29222142279920599,2.4941765460624801,null,3.0332426067575669,9.5192906976440774]
[0.46224700926592599,22.842066839774152,1.821,0.57699999999999996,-2.21434587848892E-2,0.38543223126905102,0.30101082667684098,2.3392871270028599,null,{"$f":"-LN(-LN(1-(1/B918)))","v":3.1063043260874741},{"$f":"D918*(C918^((E918*J918)+F918-1))*EXP((G918*J918)+H918)","v":10.123037911038507}]
[0.21343654585657335,17.969773890175119,1.5329999999999999,0.59,-2.6609811788004801E-2,0.46071021298215098,0.30093896038745599,2.4197138291578102,null,2.8601990330797715,12.060209062086971]
[0.80605723450827005,27.714892875717076,1.6020000000000001,0.43,-3.09880267874072E-2,0.42243790975554701,0.28684141964370902,2.4269914590406101,null,3.3036518254727798,9.1177577516329453]
[0.85111634097915156,28.268381533980168,1.589,0.57499999999999996,-2.1255824466115101E-2,0.351772611721479,0.31621717210621503,2.37658937146441,null,3.3237899302358462,12.6965207864282]
[0.32336914512643811,20.354845088853342,0.61299999999999999,0.51,-2.4501158713343699E-2,0.384440025968046,0.29397683491876198,2.5298928076829101,null,2.9882366136783869,21.587199945884812]
[0.54096695000363104,24.085702045992868,1.4159999999999999,0.79700000000000004,-2.4077694242564299E-2,0.389437950432102,0.29299703249202202,2.3932934600485298,null,3.1604908505264677,17.349478542523347]
[2.3001758268152428E-2,6.6956473051666885,0.84899999999999998,0.624,-2.8358316818584601E-2,0.41308901850169399,0.29615255125352602,2.4657321712471201,null,1.8216699187705592,13.987316380334114]
[0.47685125530530914,23.080357355086811,1.708,0.39200000000000002,-2.31648445643842E-2,0.48726435022348802,0.29800130685878601,2.3798695670353101,null,3.1169169104966361,7.8388357946122529]
[0.49530623511361405,23.376318590535696,0.92500000000000004,0.55000000000000004,-3.3607086535118E-2,0.35271151459450301,0.30092649792322301,2.3135741534983998,null,3.1299429819143225,15.124019575230513]
[4.623402022326728E-2,7.4040075973067161,0.64100000000000001,0.66,-2.2268010081240599E-2,0.41759480850858699,0.289220268397681,2.4641769153762101,null,1.9303497667483116,17.905088343505938]
[0.81989422674464951,27.886470972016479,0.73599999999999999,0.308,-2.6005497514078699E-2,0.40630385725948898,0.29262200060924398,2.2826959938032498,null,3.3099380069299644,9.7959459690609894]
[2.107659107746862E-2,6.6231370504931419,1.474,0.67500000000000004,-3.1489549227523998E-2,0.421352663170457,0.29942152543029898,2.43065562626375,null,1.809845458020054,10.307840411977303]
[0.6268698809657467,25.343414115480467,1.41,0.372,-3.0177671109214599E-2,0.39817518578792499,0.30492267937222101,2.3903497772683,null,3.2124576487708802,8.5075125910991609]
[0.82660502519048418,27.969163131312079,1.1679999999999999,0.48099999999999998,-2.5294824426192099E-2,0.47033002508540001,0.300470466242791,2.3827842389659701,null,3.3129535785795134,12.820857342604763]
[0.91132462077314946,28.985568382150813,0.878,0.32300000000000001,-2.5248797196367499E-2,0.40431670170979001,0.297765668292713,2.3580229913977599,null,3.3492948731019405,10.112086185096441]
[0.90432507702487319,28.903434091148434,1.4770000000000001,0.35099999999999998,-2.9420648408639699E-2,0.46289963830384501,0.27743608161223299,2.3774854627837501,null,3.346406748220963,7.4712037405276703]
[0.17029495016324592,9.6137694752128375,0.63600000000000001,0.748,-2.7540428103383599E-2,0.37441803150752001,0.28219287925206898,2.4614565943854001,null,2.2087818068737897,22.310278635260911]
[0.1899443343172259,9.8726832227893944,1.9379999999999999,0.51,-2.12418588979243E-2,0.44278102804951103,0.282440151791926,2.36315524108376,null,2.2368496295929123,6.8309295905985357]
[0.66035760777131425,25.810143098104387,1.774,0.749,-2.7570677539089601E-2,0.38162289775497898,0.30212809934481,2.35707290196176,null,3.2310751206552908,13.995180313685726]
[0.15999106834197785,9.4720111295419684,1.3680000000000001,0.71099999999999997,-2.5888765924164201E-2,0.41716969410739901,0.293627016261161,2.35957213794073,null,2.1930732257708847,11.728412642339107]
[0.49067649649396172,23.302597284640065,0.998,0.60499999999999998,-2.32841371176386E-2,0.404057223416178,0.307683982779902,2.2979368129578899,null,3.1267141428449499,15.780715916742093]
[0.38207955755464906,21.461034256819012,1.0569999999999999,0.60399999999999998,-2.2950826325297199E-2,0.38922434646337301,0.28720200815226299,2.37974622383254,null,3.0424754880842082,15.05396160328284]
[0.28643096613686747,19.606587376212261,1.5840000000000001,0.78800000000000003,-2.5531168133645601E-2,0.42915327500426098,0.297854478501696,2.4327695838555901,null,2.9498048247033681,16.05342393173477]
[5.1512723572176622E-2,7.5375362946216313,1.9850000000000001,0.52400000000000002,-3.1505097897093402E-2,0.36197433683061903,0.29597221097265602,2.4568450356090898,null,1.9495718721875404,6.7399086157329142]
[0.63159785689340597,25.41005258038642,1.36,0.501,-3.1598459473214602E-2,0.39810679682385403,0.29598308771475101,2.3681440239831,null,3.2151371186583564,11.159706943942158]
[0.34406462371700797,20.755429093813156,0.61599999999999999,0.745,-2.45423966147898E-2,0.42546766851852003,0.30323142130040898,2.4644210663613801,null,3.0082196952375009,29.855621817671494]
[3.9077656932564042E-2,7.2101373524219046,1.6359999999999999,0.45500000000000002,-2.85065848394516E-2,0.36557740256578303,0.29392944856188202,2.4561710087412201,null,1.9017641675011079,6.6108613005484012]
[0.318005542582393,20.248950326285666,0.503,0.49199999999999999,-2.4079251121005899E-2,0.40224457111474499,0.28323093551766199,2.4488520771684499,null,2.982886618840058,21.000243966173233]
[0.22053213955408069,18.140085424597814,1.643,0.34799999999999998,-3.0706166716420399E-2,0.37321834904624002,0.30654602863008501,2.3472901727854198,null,2.8699059957490367,6.1504672473168229]
[0.5958921819491676,24.900435223013787,1.01,0.749,-2.4435088840285401E-2,0.41522997267249701,0.28414939715693999,2.455186351034,null,3.1944609773338688,21.483364015885915]
[0.45088320564413731,22.654033103444654,1.905,0.441,-2.3860095595574199E-2,0.40106165722843201,0.29648257241155002,2.3727894304380301,null,3.0978497334382893,7.6821205085308168]
[0.41733369198472192,22.084625552075011,0.97499999999999998,0.68600000000000005,-2.4708519133145802E-2,0.37064443400719299,0.287254466510238,2.4411289147497199,null,3.0718023728617134,19.384925587037056]
[0.10640434019835188,8.6469908863053089,1.0209999999999999,0.65900000000000003,-2.9445321510591701E-2,0.383400887547311,0.28047180796959797,2.4271368320644999,null,2.0963910667904195,13.249850927510218]
[0.4739458609420768,23.033245340807962,0.64900000000000002,0.45900000000000002,-2.7180625459470701E-2,0.39034758205868397,0.31107119155299101,2.3770644610503102,null,3.1148276306648426,17.59229002468998]
[0.97835690266354947,29.756699168533697,0.97199999999999998,0.318,-2.4497498174260501E-2,0.367419413322087,0.28932593275684798,2.3325330339228598,null,3.3760112093268981,8.8809668570883922]
[0.26546872215664707,19.160360155421731,1.0880000000000001,0.65600000000000003,-3.1406816995247798E-2,0.34773258273249402,0.31569693136696703,2.48741216358466,null,2.92616210183381,18.668432838270459]
[0.72619090142016918,26.694383875121055,1.4890000000000001,0.46100000000000002,-2.8384816801891002E-2,0.32477081137775599,0.30983650189942702,2.33231039859084,null,3.2654235613393752,9.6213916257345655]
[0.66158988517110551,25.827089263164886,1.633,0.61399999999999999,-2.9663842192131799E-2,0.41383246792635597,0.30413246502587699,2.46013424681676,null,3.2317446111606145,13.746308200746251]
[0.48326754539686945,23.183893963076578,0.745,0.67900000000000005,-2.25924530908778E-2,0.382796891014897,0.30180607862448999,2.4023741970466599,null,3.1214931705454037,23.565224424425441]
[0.48600656508934015,23.227882780435817,1.867,0.56799999999999995,-2.01197662573094E-2,0.42951504828549902,0.29274341515350499,2.4040575722479098,null,3.1234311285268643,10.563243047592001]
[0.45444107488381724,22.713156413640633,0.57899999999999996,0.46899999999999997,-2.3589290498220301E-2,0.35821102007399702,0.30320542152754199,2.4818179413749299,null,3.1005158197239675,21.230376652113954]
[0.86777937448554765,28.4693391218436,1.073,0.33200000000000002,-2.85428493335983E-2,0.34633741137013901,0.28891614440386398,2.3650571683447401,null,3.3310023383854541,8.7763641790472118]
[0.51591177150993828,23.700325354039609,1.196,0.61599999999999999,-2.52218678865926E-2,0.40305003406843698,0.30408787715364599,2.3602397108876301,null,3.1440114500235454,15.040559741244214]
[0.30383303071001055,19.964762016475756,1.3819999999999999,0.61299999999999999,-2.6759888490232801E-2,0.41886446941269001,0.31707108703065801,2.3843456391600202,null,2.9683857435704186,13.769135052970894]
[0.8547803531003868,28.312737372396807,1.5580000000000001,0.59199999999999997,-2.8901135889777101E-2,0.42556129787031099,0.29786845013848801,2.3884705990387101,null,3.3253863508712769,12.902582644362672]
[0.51285848885614349,23.652728495200915,0.76700000000000002,0.622,-2.4824868871660102E-2,0.39728474488756399,0.31694444804592797,2.5384372487748501,null,3.1419571452518795,25.534229450097957]
[9.4570123448924681E-2,8.4382067173332658,1.8009999999999999,0.42499999999999999,-2.5626800765397601E-2,0.32934695620710203,0.29082040413238103,2.3872583942237,null,2.0703626826703307,5.5174018376783955]
[0.99051345953021852,29.893684510802526,1.9350000000000001,0.435,-2.9852332441622501E-2,0.41994932821044501,0.30824853632319499,2.4064991207444,null,3.3806833747354119,8.7291325246697582]
[0.94593339984877878,29.387117812904869,1.5740000000000001,0.42799999999999999,-2.8322620045877399E-2,0.39993610932081602,0.30725953903209302,2.2644230179968798,null,3.3632958680412042,8.4467685381496604]
[0.49417981348511564,23.358413924785111,0.68400000000000005,0.33500000000000002,-2.69447111760634E-2,0.39693521368986401,0.291362318309563,2.4393162473610301,null,3.129159753295002,12.409663774177977]
[0.9433936253462184,29.35790242258372,0.96499999999999997,0.70599999999999996,-2.3773714498086299E-2,0.396974951258589,0.30100844385326198,2.4269461844979801,null,3.3622837899339593,22.538249797648735]
[8.9293267863240877E-2,8.3409068354123725,1.7,0.35,-3.0244539758283999E-2,0.36618503825849702,0.29904279558050401,2.3958205395946699,null,2.0579966427210601,4.9139562944562059]
[0.44150397416507614,22.497045053606854,0.68700000000000006,0.625,-2.8031632704840801E-2,0.35127653337199899,0.297540358079944,2.3567119689218301,null,3.0907358674511545,21.810625596368912]
[0.86705674899231122,28.460664429835653,1.056,0.52200000000000002,-2.7638162662111498E-2,0.35347072963336501,0.30648442412370103,2.4873646691949598,null,3.3306920740991197,16.740620760988442]
[0.32364014816928699,20.36017216520813,0.57299999999999995,0.53,-2.2656534625132899E-2,0.286682926668685,0.292814568479769,2.3970815316690701,null,2.9885049922201672,21.589580184004944]
[0.14821776586827229,9.3043258163775242,0.92200000000000004,0.78700000000000003,-2.0008789705032299E-2,0.366366235559628,0.29411212741649201,2.4021228759645901,null,2.1741666205826546,17.409828175801259]
[0.55120245134939627,24.240561915752167,0.98299999999999998,0.46500000000000002,-2.1146834356169101E-2,0.33695618840409902,0.31985852579131802,2.47047792551865,null,3.1670371747954897,15.337194248427645]
[0.95690597551721901,29.512888469772079,1.1739999999999999,0.59,-2.2900005687913599E-2,0.39096391376157102,0.27870984618937999,2.4097559999871998,null,3.3676411481353221,15.039006434146861]
[0.1057267248413255,8.6353597628248142,0.66600000000000004,0.55100000000000005,-2.48888029793254E-2,0.399860861823081,0.294168047265079,2.4151930102058201,null,2.0949587834933476,14.888244245408758]
[0.29182291113757353,19.718701648269885,0.68799999999999994,0.70899999999999996,-2.57632969653393E-2,0.291364535833389,0.29494269972626802,2.5117517283878601,null,2.9556581665406707,28.024644024378848]
[0.17578803829090894,9.6875905096716401,1.38,0.71499999999999997,-3.10991930136203E-2,0.36027189650925601,0.31397500005992701,2.3755522831516802,null,2.2168652230664567,12.27873159401504]
[0.53229350023373001,23.953324948455659,0.99399999999999999,0.68200000000000005,-2.74219588484577E-2,0.40910887098311599,0.28424878442163498,2.4450547223842101,null,3.1548607447910739,19.359264622913322]
[0.55509971735008512,24.299147915438837,1.6,0.30599999999999999,-2.60715251119371E-2,0.42258633035172299,0.27492594204357501,2.38026934277622,null,3.169502621810532,5.7964923598552609]
[0.63782023739602878,25.497374953835656,0.92200000000000004,0.61,-2.5223356597949699E-2,0.34278030369394702,0.30111477109749801,2.4239161268453699,null,3.2186374330438174,19.274152550392206]
[0.19060280931933848,9.881121916620943,1.7490000000000001,0.41299999999999998,-2.9427865685425499E-2,0.38481767322673399,0.31085330219599799,2.3474605225831899,null,{"$f":"-LN(-LN(1-(1/B982)))","v":2.237751284444867},{"$f":"D982*(C982^((E982*J982)+F982-1))*EXP((G982*J982)+H982)","v":5.9182262768315486}]
[0.94182156845491094,29.33979911896791,1.6339999999999999,0.62,-2.82597153616326E-2,0.38211551076117201,0.29599434200309999,2.4443239419081899,null,3.3616561416908723,13.616349362628855]
[0.87633801470989581,28.571807113925452,1.7410000000000001,0.496,-2.41021996353664E-2,0.31671015874046898,0.30739841926867001,2.4807375634389999,null,3.3346600031725768,10.817956409770467]
[0.48005388546924233,23.132123158449012,0.52500000000000002,0.374,-3.00410429997327E-2,0.459112530785309,0.30381367827302302,2.3087222300915999,null,3.1192075486138999,14.611140603292851]
[0.92550338077100958,29.150984279312379,1.397,0.79,-2.8636637094653E-2,0.356138982903769,0.29591883620767301,2.4922887737460302,null,3.3550862672623882,20.126108106298265]
[0.45450412226931558,22.714202020049711,1.355,0.72499999999999998,-2.5078456947941301E-2,0.323275911621836,0.29675751634601399,2.3632057810185199,null,3.100562906013359,15.371650725434041]
[0.79510585808974366,27.578049598883272,1.143,0.59,-2.0781082776222499E-2,0.37984210805284202,0.30038841202572503,2.4392176076289398,null,3.2986097511705075,16.616546560917634]
[0.43345005419574645,22.360903940685454,0.76800000000000002,0.442,-2.9577761135786099E-2,0.39135220426948403,0.27751921801733098,2.3749174958630799,null,3.0845254193923881,13.453397704196403]
[0.74384522322148017,26.924615442103139,1.3520000000000001,0.73899999999999999,-2.3873100857593799E-2,0.49880899605097101,0.30125760295113602,2.3935496098951399,null,3.2741766161011241,18.223971798385499]
[0.74876642801865467,26.988305056494614,1.8480000000000001,0.67800000000000005,-2.87119286461445E-2,0.41522850500938402,0.28189850050095799,2.3770337219042199,null,3.2765845276165071,12.124235707645573]
[0.38946270436748598,21.593937818606843,1.798,0.44500000000000001,-2.7065974770913499E-2,0.38260055125307102,0.29618798429617699,2.42127325858181,null,3.0487983612242981,8.1987792236640331]
[0.65479155470990336,25.733401504662357,1.1619999999999999,0.72099999999999997,-2.80475131614299E-2,0.40630420573326198,0.28715498062850803,2.3870146899220499,null,3.2280376729832385,17.887692354412543]
[0.77788215940298422,27.360909402892716,1.639,0.39400000000000002,-2.1719194901866801E-2,0.33758988504372101,0.29857403217732997,2.4365291169459198,null,3.2905565315583152,8.3728994874976195]
[0.23638657349946313,18.510993819703678,0.96099999999999997,0.79,-2.30811535338265E-2,0.34904460775903501,0.30027624787728502,2.3108544795489498,null,2.8907253656327563,19.525047230785898]
[0.49471295678197935,23.366890869923388,1.9950000000000001,0.70099999999999996,-3.3157992383062301E-2,0.40059383541161098,0.29549085858444601,2.3150090072989,null,3.129530648549836,11.010678802079115]
[0.94211579301986192,29.343188463404466,0.99399999999999999,0.35499999999999998,-2.7227186414974E-2,0.42150034039402801,0.32898512199672297,2.5699380613192901,null,3.3617736815012034,14.073680099024989]
[0.44234110029509843,22.51112408827132,0.88600000000000001,0.79200000000000004,-2.41179071376184E-2,0.35739984763210503,0.31268509600573302,2.4810128943846199,null,3.0913759251469339,27.146544142352329]
[0.29938228141263734,19.874153313619153,0.59499999999999997,0.44900000000000001,-3.1291705068906203E-2,0.39933842896046801,0.29663025108756902,2.3571679173177298,null,2.9637177998560631,16.372017314670387]
[0.46302301250475431,22.854822393921047,0.79600000000000004,0.39800000000000002,-2.6702663455902099E-2,0.43498335845032499,0.296320200144496,2.4127814271896799,null,3.1068752746733006,12.935148507141243]
[8.3220061821838942E-2,8.2252918825634787,1.9279999999999999,0.57799999999999996,-2.7446929655682802E-2,0.41149429249802,0.30709199907268703,2.3427233662637601,null,2.0431007321607049,7.3802257807835199]
[0.44130744146861955,22.493737774482451,1.8540000000000001,0.48499999999999999,-2.43211539664333E-2,0.36871366798914401,0.32144533476897702,2.52678230334817,null,3.0905854532609087,10.596297766069014]
[0.40824817161225668,21.926520293809439,0.63300000000000001,0.38800000000000001,-2.89610858772659E-2,0.423927773303722,0.31111294648394699,2.4365026619972698,null,3.0644478617612663,15.598194073965816]
[0.95933088834622648,29.540586037121574,1.593,0.52,-2.5728585964364298E-2,0.34694543280275703,0.27991884215333301,2.3752631642729001,null,3.3685955457835348,10.174052413030438]
[0.48243038653594683,23.17042428324514,1.103,0.40400000000000003,-2.77735050734398E-2,0.39497595713489297,0.300992419682378,2.3164364090041198,null,3.1208990023146197,9.7928524920006872]
[0.26537128704137203,19.158245674916515,1.4390000000000001,0.64700000000000002,-3.0807126982921599E-2,0.32441877527900298,0.305108624162447,2.4014424431998802,null,2.9260487271093432,13.198616004908152]
[0.28330522217292742,19.541110472123066,1.3360000000000001,0.73799999999999999,-2.73065968182583E-2,0.40523922657879002,0.31525674508398199,2.5499361597067902,null,2.9463704375230608,19.675834389727189]
[0.29769745353818955,19.839677874230865,1.046,0.48099999999999998,-2.7556935532148101E-2,0.33416578102279698,0.292064993837168,2.3807079812771899,null,2.9619359667784368,11.94463431101304]
[0.89339949361799009,28.774592799752469,1.7949999999999999,0.78400000000000003,-2.6991000337263898E-2,0.39505593167950398,0.323326960225092,2.3745698856647701,null,3.3418593683553408,16.528299164346727]
[0.90218130127707086,28.878214985288842,0.70299999999999996,0.52600000000000002,-2.7024161645654399E-2,0.30999129964660699,0.28577881774251801,2.3988160656292599,null,3.3455182807689132,19.835206973811911]
[0.65472183248704918,25.732438149879634,1.538,0.73699999999999999,-3.1401218916520202E-2,0.35893043614365,0.28192885036330201,2.3035260262373698,null,3.2279994844957742,13.314055349436202]
[0.62497223552168446,25.316597101287154,1.024,0.432,-2.22794253502159E-2,0.37259332889334801,0.28164906648097898,2.31027243478397,null,3.2113773321074883,10.578751387824129]
[0.92486142190589848,29.143522394646741,0.629,0.56699999999999995,-2.1497832680846998E-2,0.44685532306149001,0.29940327528034899,2.5416428398641502,null,3.354825739649693,26.274032417113489]
[0.41308284255297867,22.010869246471199,1.4430000000000001,0.317,-2.6430030727501799E-2,0.36708267780404602,0.31157229379995,2.3247169787250002,null,3.0683782160686572,6.4885468741837773]
[0.71116943385572129,26.496274298443037,0.59799999999999998,0.41599999999999998,-2.8506356972551501E-2,0.42058587264543601,0.27882179362322201,2.3281257792151502,null,3.2578299022698114,14.955420377019395]
[0.39061236170172098,21.614519001794527,0.85099999999999998,0.78600000000000003,-2.52733559533069E-2,0.36167041553451701,0.29874177294820797,2.3521475532115699,null,3.0497739425038461,23.05470934276898]
[0.91535034059942666,29.032664290381721,1.609,0.66,-2.7361799056551998E-2,0.43552158756415499,0.28856046867495899,2.4803472590733802,null,3.3509471719128605,15.175792190856443]
[0.74112444391559762,26.889313003125391,1.5609999999999999,0.61699999999999999,-2.5779211661704299E-2,0.41693825206138602,0.30013644036915099,2.4002849162726001,null,3.2728394353437809,13.49705288664124]
[0.87363964577370024,28.539555220974041,0.94299999999999995,0.35199999999999998,-3.1977185012394799E-2,0.31987387232647102,0.307389834501898,2.4586293474079199,null,3.3335101922919423,12.005493520338403]
[6.1204328218286141E-3,5.8746737121513242,1.7490000000000001,0.56399999999999995,-2.0265056718464299E-2,0.38668219280383698,0.30042954819978401,2.3693270545195499,null,1.6788021988070128,6.9524686499055708]
[0.41909960883877484,22.115155414012353,0.56799999999999995,0.46,-2.4886839291259601E-2,0.324654990497527,0.29892217210970901,2.4855262282334598,null,3.0732163049484367,21.176860670482665]
[0.67718228114792423,26.040166416793447,1.222,0.30299999999999999,-2.3565713012340599E-2,0.42421512416341201,0.30801087909866098,2.4260331589841102,null,3.2401245922296353,8.1601076323728829]
[0.20381246217786586,17.73418184311916,1.8320000000000001,0.30399999999999999,-2.0564597103597999E-2,0.33695819026364698,0.29334577295096598,2.37569679934533,null,2.8466140582604065,4.8703224710356485]
[0.6950578123842569,26.28144741564557,0.625,0.59399999999999997,-3.3020119080632897E-2,0.40198844040833598,0.31119762715313998,2.3722666083590598,null,3.2495297473594515,24.389080754335641]
[0.95651055734375123,29.50836864215724,1.4379999999999999,0.59299999999999997,-2.8528347583373598E-2,0.37520170534980102,0.31046005971798102,2.4176011123790002,null,3.3674853182499276,14.565454673525085]
[0.79192752144303191,27.53815840016992,1.0760000000000001,0.71899999999999997,-2.54009726966208E-2,0.35692987008973798,0.28386741329639398,2.4250436793453098,null,3.2971351360391621,19.645710869421979]
[0.80296155787572399,27.676305500683224,0.85199999999999998,0.56799999999999995,-2.4205347972512399E-2,0.30857774917606201,0.31963089410679701,2.39698213074626,null,3.3022326223384493,20.295326426279722]
[0.61823876155370283,25.221111395893974,1.1619999999999999,0.71399999999999997,-2.78807189385606E-2,0.44294937050279298,0.29597953552549899,2.63839733900963,null,3.207521208107365,23.425417248929683]
[0.21774512994008866,18.073521917994448,1.0209999999999999,0.58699999999999997,-2.4985848533702101E-2,0.38988769128091,0.31939247764164203,2.3918367266348399,null,2.8661234012872803,15.805477367279851]
[0.88246840577104102,28.644895744028485,1.95,0.60699999999999998,-3.0170463118966699E-2,0.38726142454609902,0.28680952925736303,2.3923752563680898,null,3.3372607993716237,10.738770572076097]
[0.71087494602953272,26.492369660432072,1.2529999999999999,0.79500000000000004,-2.6644898687767898E-2,0.41325054166126801,0.29988299879359598,2.3723933755035298,null,3.2576796540181778,19.452780809698876]
[0.79843843629594402,27.619791144076359,1.9790000000000001,0.59499999999999997,-2.7025825248233E-2,0.41916269965453101,0.28924692818164399,2.4293497695270099,null,3.3001504409560396,11.104603002806968]
[0.92830540703179454,29.183523703336995,0.71,0.42599999999999999,-2.2746349758340299E-2,0.458517458979115,0.306850211334454,2.4648838150690699,null,3.3562215705739167,17.340139676462712]
[0.17059187130748299,9.6177899382102012,0.72699999999999998,0.71599999999999997,-2.7813443968910299E-2,0.35079134540712797,0.29881232753382703,2.41497849885784,null,2.209223738121449,19.445659521332495]
[0.78604072556421334,27.464061403189188,1.0649999999999999,0.46300000000000002,-2.9063678171245999E-2,0.356134845620389,0.30912592945803702,2.39916392647382,null,3.2943902863723737,13.476402967920251]
[0.85289896865286718,28.289973588187337,1.41,0.65900000000000003,-2.9034675224433301E-2,0.32641244028971,0.290011510529395,2.3968957379406701,null,3.3245673729794825,14.576681772599025]
[0.98683416372768484,29.852313761755369,1.3520000000000001,0.70399999999999996,-2.5052363849639901E-2,0.37348741717426498,0.31753313920554799,2.3592822672064999,null,3.3792746404918623,17.581697009046557]
[0.62736073735800568,25.350344155848191,1.98,0.73499999999999999,-2.85357428143471E-2,0.39596762855603401,0.296007110586952,2.37832662373197,null,3.2127366339862737,12.758494577602109]
[0.41410401102045458,22.028621997854991,0.60499999999999998,0.60099999999999998,-2.05482240508667E-2,0.40713636511336398,0.29981449726572401,2.4458729327709499,null,3.0692034648797799,24.204216615316671]
[0.51119382002218816,23.626718700398094,1.4730000000000001,0.38,-2.4047483294980201E-2,0.35486806442506003,0.30239113820890001,2.3454255484457298,null,3.140832762901661,7.756170098880073]
[0.24130431238299999,18.623497763238635,1.673,0.77100000000000002,-2.49097743529729E-2,0.38722184176671898,0.28920269120639103,2.4242627287361702,null,2.8969555232359814,14.147247354518848]
[0.96668205286266862,29.624338451770402,1.262,0.33200000000000002,-2.65147020951947E-2,0.40113662558315299,0.29480779080018799,2.3791865131832699,null,3.3714759408448889,8.2511096903904324]
[0.90357822358582218,28.894651598399015,0.91900000000000004,0.34300000000000003,-2.4926408570226301E-2,0.35031765032245399,0.31086221392364599,2.3671471451597701,null,3.3460974311681979,11.014592004993142]
[0.58367168484245602,24.722523742528551,1.4259999999999999,0.78600000000000003,-2.1431411134394E-2,0.41038898658977402,0.300150476583116,2.34358083638381,null,3.1871408772674807,16.876588875280937]
[0.57118369936146041,24.538783224776097,1.546,0.74,-3.3608628665172301E-2,0.36742676947473502,0.31249904769210302,2.46664632881859,null,3.1795242572599678,17.064327953174619]
[0.28100225713700611,19.492637421825236,0.67200000000000004,0.78200000000000003,-2.1604118082735001E-2,0.45375350022045502,0.320233319772391,2.40803999301946,null,{"$f":"-LN(-LN(1-(1/B1046)))","v":2.9438203112768169},{"$f":"D1046*(C1046^((E1046*J1046)+F1046-1))*EXP((G1046*J1046)+H1046)","v":28.424753916735213}]
[0.51545156276653392,23.693160307152759,1.1890000000000001,0.46,-2.72867602469592E-2,0.41985573376896201,0.300035846004024,2.48584602048102,null,3.1437024727167397,12.644982763996534]
[0.70284003291176078,26.38552027876981,1.31,0.46100000000000002,-2.5991427136341099E-2,0.293187377787825,0.30845249237940597,2.4548172073806098,null,3.2535593627216968,11.826409529191734]
[0.90442768230429538,28.904640376651539,1.135,0.30099999999999999,-2.2992221443120402E-2,0.32282870672631397,0.31273048178302398,2.4339870693561898,null,3.3464492258009986,8.8851676485034936]
[0.80253343704088798,27.670963156135933,1.903,0.30599999999999999,-2.40196685935859E-2,0.37035393745536599,0.30828159248278703,2.3707520267689701,null,3.3020359776540689,5.7452394066538055]
[0.12159312364707853,8.8986075021582796,1.169,0.76800000000000002,-3.1488429297622203E-2,0.41048859328257198,0.29314579696063903,2.4031442084268799,null,2.1268826804944156,14.29852423423956]
[0.59498032373950083,24.887223340156432,0.86299999999999999,0.76500000000000001,-3.1112462808771401E-2,0.36308217218141597,0.27845938523416602,2.4855156283987698,null,3.1939192179890226,24.91570054345814]
[0.52127607546339283,23.783608308770194,1.8069999999999999,0.51500000000000001,-2.40498079203657E-2,0.32439185655170699,0.29120040673172698,2.4832445062344499,null,3.147595860523102,9.891866701389846]
[0.77536627214112497,27.32899102140097,1.883,0.436,-2.9095825722430101E-2,0.34590009288925599,0.30476085576192702,2.3742449343409899,null,3.2893672662007272,7.941283301454563]
[3.2759566519512839E-2,7.0235972462273972,1.6459999999999999,0.47899999999999998,-3.15463430087847E-2,0.33039688033680698,0.30760456208147602,2.2863673356896301,null,1.873462802723258,5.8325254811620777]
[0.49867275527969523,23.429708999185202,0.86399999999999999,0.67700000000000005,-2.7221070058832401E-2,0.413119649525932,0.30756822085719199,2.4601087499211798,null,3.1322748760616248,22.912180864643293]
[0.36218117183634657,21.096310450092304,0.73699999999999999,0.50600000000000001,-2.7351894856636399E-2,0.41226475827789599,0.30720060628444401,2.40537112787618,null,3.0249154606947006,17.426894875023095]
[0.83292587132102236,28.046743767931552,1.736,0.51200000000000001,-2.9948444081506102E-2,0.361790343165591,0.307196691857131,2.4476189577274998,null,3.3157745002057957,10.913316666553998]
[0.9743851383659613,29.711759355804585,1.4470000000000001,0.36899999999999999,-2.97734498206269E-2,0.51308346867732002,0.31393329550455501,2.4798175258388202,null,3.3744736764816059,10.228559390889529]
[0.82295742042363629,27.924258238509026,1.7150000000000001,0.68899999999999995,-2.50117139199128E-2,0.33008552269657498,0.28288194914272502,2.42108054783021,null,3.3113171405717647,13.187146924032996]
[0.29704237125142541,19.826247057707413,1.4259999999999999,0.76100000000000001,-3.2494811390103399E-2,0.41464771377492199,0.301437480810894,2.3847523197561502,null,2.9612409460560243,15.837583624472929]
[0.34944418854159609,20.857568757648099,1.752,0.70499999999999996,-2.15297878318359E-2,0.317630628440213,0.28382270233022799,2.3882984174228601,null,3.0132516401804859,11.881078548798977]
[0.75258627202552997,27.037596849815067,0.86099999999999999,0.67100000000000004,-2.3737914437707001E-2,0.35122601635929401,0.30853801069464398,2.3805760011379999,null,3.2784441281695327,22.239224957747307]
[0.92054572824455527,29.093291049124094,1.6020000000000001,0.73099999999999998,-2.69353894755112E-2,0.440013817108593,0.30387272392380599,2.3879758863853899,null,3.3530701708106698,16.233609588001759]
[0.95455386680556831,29.48598892763922,1.579,0.52,-2.6078273322782002E-2,0.351389031870257,0.30438278557399001,2.5355866541394199,null,3.3667133758157206,13.066402213452651]
[0.29450293123756577,19.774041714133318,0.99099999999999999,0.51500000000000001,-2.90871199897576E-2,0.38852663464743897,0.29546187552221997,2.4531147749578301,null,2.9585348135829199,14.439490077111504]
[0.69004008511072523,26.214035365627076,1.2669999999999999,0.58799999999999997,-2.9548433592999801E-2,0.392306257499762,0.30750550920124597,2.48031854293014,null,3.2469109140919072,16.138644493616578]
[4.723773972334766E-2,7.4299624411538669,1.798,0.63200000000000001,-2.47300467054491E-2,0.36834822568923897,0.29762390858014898,2.4795598785291899,null,1.9341152367957499,9.0042578298421265]
[0.11287395482146823,8.7562274096070816,1.242,0.66400000000000003,-2.29347899124453E-2,0.37660490451318801,0.298001212528547,2.4788991810686398,null,2.109743287273611,12.839695634738117]
[0.22082035481897144,18.146944952288745,0.65800000000000003,0.49,-2.1652966864897299E-2,0.36927217513134297,0.331795328821129,2.5024318395619298,null,2.8702949886937423,20.726992661710664]
[0.88203436611592922,28.639729341444681,0.622,0.33300000000000002,-2.6436751521405798E-2,0.34408388371572102,0.32290375239633001,2.31545086152195,null,3.3370771794182867,14.107698584133235]
[0.53639145842081071,24.016002709876911,1.1870000000000001,0.56899999999999995,-2.3916407257846099E-2,0.38411932075876398,0.31660433286883,2.5028425935147398,null,3.1575304337073806,16.779030286041859]
[0.79940295329475619,27.631855748226219,1.6739999999999999,0.68899999999999995,-1.9347838471508099E-2,0.37099556430653402,0.29597032547563601,2.3729230291228598,null,3.3005953062668811,13.740020535958445]
[0.81001402218639096,27.764106213757252,1.304,0.42,-1.8294489961316E-2,0.318285239302807,0.298964975300132,2.3688796901887899,null,3.3054589221467028,9.9005689191894657]
[0.13619940967405919,9.1261272652764127,1.8420000000000001,0.376,-2.72714593753621E-2,0.47075353789761598,0.31071296718576802,2.54875171801817,null,2.1536740978676296,6.5573800950187513]
[0.75591725328086878,27.080478283112591,1.0640000000000001,0.42,-1.8390668018766401E-2,0.410745841989963,0.31843758282839402,2.33058745462279,null,3.2800590804278711,11.790383381079376]
[0.98181022394394413,29.795698809327927,1.6379999999999999,0.376,-2.6542572442268399E-2,0.394648327034267,0.29557665470000899,2.4601353963821699,null,3.3773435965053089,8.4762642034902971]
[0.2486343353792515,18.789081105380916,0.66900000000000004,0.71399999999999997,-2.83911563840515E-2,0.34226452186978801,0.30604783613597702,2.3820231943786001,null,2.9060550050038945,25.332764521807359]
[0.3752462262132723,21.336878879982784,1.552,0.435,-2.4084178075595701E-2,0.341101133754317,0.30925116311939999,2.4299071711439799,null,3.0365324572607206,9.1594750029901242]
[0.30458487664002765,19.980002471945092,0.874,0.57099999999999995,-2.6171007771260701E-2,0.37700654283641399,0.305391293576741,2.3548194174278598,null,2.9691687581428527,16.372093774087517]
[0.2890901443990771,19.662010115352704,1.3080000000000001,0.69399999999999995,-2.20437849043696E-2,0.36601503950380598,0.29189540384214302,2.4314451927555401,null,2.9527026587628065,15.492273910537408]
[0.6095392791634916,25.096972976209688,0.96799999999999997,0.318,-2.37600512758613E-2,0.38560110890816301,0.28592924869047798,2.4606177738364301,null,3.2024856224254075,9.5167664066245798]
[0.600155181742828,24.962068011407528,0.66400000000000003,0.40799999999999997,-3.12703014924594E-2,0.38600345012880699,0.28111063377150203,2.36054877795838,null,3.1969843861990754,14.226655750121489]
[5.6782163762192472E-2,7.6641641222481134,1.4770000000000001,0.3,-3.6299001754399499E-2,0.38322737784905098,0.28284913206586398,2.4540784959876198,null,1.9674643235658755,4.6561939707352327]
[0.89828756779829755,28.832332844711196,1.0640000000000001,0.55900000000000005,-2.4162034146149598E-2,0.40366033464192502,0.292535194762791,2.4065171954912001,null,3.3438998282626629,15.817444881079044]
[0.59768313106040416,24.926354832771075,0.61299999999999999,0.50800000000000001,-2.9430594558731201E-2,0.39876345255744,0.30243152099919801,2.4531692644326899,null,3.1955229706718242,21.814762921308734]
[0.38277984323201586,21.473694862693826,1.3120000000000001,0.55200000000000005,-2.2912639547821599E-2,0.37778828535355902,0.27902726267210298,2.4714635173721602,null,3.0430795415076619,12.660174078053805]
[0.24507367794973722,18.708956125738339,1.85,0.378,-2.0620168782000001E-2,0.36712305677816698,0.31409909467585101,2.44920955265943,null,2.9016621532059799,7.1107865326399073]
[0.65330909438223506,25.71290722900099,1.0549999999999999,0.63300000000000001,-2.9328899925318501E-2,0.42695717799404798,0.28294820434398499,2.4617400634427899,null,3.2272249416655323,17.84715071800726]
[0.59902140773896351,24.945697774029561,1.268,0.71099999999999997,-2.2573132993260601E-2,0.37904861272803803,0.28446310546018,2.4809566414666202,null,3.1963147664797651,17.895273559774211]
[0.88740435297551601,28.703559506014795,0.77600000000000002,0.43099999999999999,-2.5461129279105599E-2,0.39361482692864003,0.29824648267116899,2.4605283506996498,null,3.3393434156060784,16.28381590558984]
[0.90487669709092977,28.909918442858245,1.01,0.40300000000000002,-2.7995552398942899E-2,0.440803065721391,0.30279937850523803,2.3389335530492801,null,3.3466350639635811,11.438414726963634]
[0.10524257969803241,8.6270266696364466,0.55100000000000005,0.57199999999999995,-2.0648122110292402E-2,0.36853246187970301,0.300224162626057,2.3712354269848199,null,2.0939313612032415,17.174142333325154]
[0.34328810310379976,20.740619838090105,0.871,0.54800000000000004,-2.7756607079096701E-2,0.32950581923492001,0.30634186314249401,2.4155328978541601,null,3.0074880050979109,17.107311166245623]
[0.8391308293380223,28.122616216346152,1.1719999999999999,0.55100000000000005,-2.18254804606147E-2,0.347245605942889,0.301855260351864,2.3762147814524601,null,3.3185256330724013,14.394032922784676]
[0.62581227723970645,25.328473359616922,1.4379999999999999,0.48499999999999999,-2.0614822416635901E-2,0.397814911236121,0.30252444080548901,2.4065676863246002,null,3.2118559082087801,11.154342101905241]
[0.84854854818484771,28.237239393996425,1.571,0.49,-3.3102431302904897E-2,0.38623229848666402,0.309882866276535,2.4453079548550298,null,3.3226675616021106,11.412009318753674]
[0.35173761224371947,20.900873909312992,1.044,0.72,-1.5971545922648801E-2,0.39631042196979199,0.30986775743459599,2.4508748694528899,null,3.0153774601466186,20.669738729347809]
[0.75283405195685904,27.040789911044694,1.0640000000000001,0.60599999999999998,-2.1389175476590298E-2,0.325996183138061,0.30838621346946399,2.41740387245137,null,3.2785644715801419,17.839771012351957]
[0.44118003246378601,22.491593324830728,1.399,0.35599999999999998,-2.2429768971275299E-2,0.33789084805728797,0.318438580059071,2.4171711668388398,null,3.0904879121547957,8.3552876825365008]
[0.38174905168410289,21.455054944590906,1.786,0.74399999999999999,-2.86083783001095E-2,0.405558459099575,0.29491441201200402,2.4455634947136802,null,3.042190080627825,14.17946635875226]
[0.96936840766650489,29.654864820429498,0.998,0.38700000000000001,-2.6876019653961299E-2,0.35832223833335303,0.31083510257207397,2.4668296089474602,null,3.3725237370761465,13.030123730109853]
[0.47919718969379133,23.118292892685695,1.8049999999999999,0.74,-3.0664273649040001E-2,0.36364696370333699,0.29855781160878497,2.4677686979906199,null,3.1185960726440567,14.374629234312735]
[4.7254377224366095E-3,5.7685569044023843,1.6319999999999999,0.38,-3.0310029454304201E-2,0.40479887117185498,0.31482651123412603,2.2921189276624299,null,1.6587425399865126,4.6209117309240453]
[0.83204943669974907,28.036004228777681,1.748,0.78100000000000003,-2.9042824209938901E-2,0.38764753099451699,0.27088262721800899,2.38477024296636,null,3.3153844724715325,14.011999109453775]
[0.20406859662307408,17.740523040089869,0.52100000000000002,0.75800000000000001,-2.3997097644239199E-2,0.32521884412520002,0.31349794749632498,2.4015236240256401,null,2.8469821401116544,33.164505171655165]
[0.57967545510305118,24.663941441097503,1.4450000000000001,0.314,-1.9735060496509998E-2,0.276390825922122,0.29815397019603301,2.44311896250667,null,3.1847187529290983,6.9921635517741834]
[0.9988912352711371,29.98760019540628,1.8120000000000001,0.68799999999999994,-2.1416911167917298E-2,0.37035187290688598,0.28069323533365098,2.4501041925535101,null,3.3838739922045731,13.580108323537775]
[0.67726421996210318,26.041279631028722,1.0189999999999999,0.38400000000000001,-2.7670259239908301E-2,0.38341883479723798,0.29704068562047398,2.3188046598708199,null,3.2401681892237204,10.083103337461647]
[2.0598243370639313E-2,6.6046122339462308,1.1970000000000001,0.33,-3.3403730983069799E-2,0.37671425973084499,0.28172681247511799,2.2851033027695098,null,{"$f":"-LN(-LN(1-(1/B1110)))","v":1.806801903491728},{"$f":"D1110*(C1110^((E1110*J1110)+F1110-1))*EXP((G1110*J1110)+H1110)","v":4.770896393395935}]
[0.60924093909331489,25.092700113913519,1.962,0.57899999999999996,-2.5194201646019598E-2,0.41087611326189599,0.30670556736197802,2.3942798656996498,null,3.2023118444862484,10.789465004433254]
[0.46985282947293416,22.966629667186243,1.8320000000000001,0.38900000000000001,-2.8500398219314299E-2,0.38023373390224802,0.309322870899427,2.5238215083117002,null,3.11186594852835,8.2756043690269099]
[7.2563764394449115E-2,8.0117221899282374,0.89100000000000001,0.504,-3.2050026162635102E-2,0.42941052739962499,0.324219539607705,2.422003700701,null,2.0149850545436871,11.745001003340175]
[0.25575832545807353,18.947687159667638,1.8380000000000001,0.48099999999999998,-2.4476696988366301E-2,0.32904252575791099,0.30457757471055402,2.47298822566193,null,2.9146940578265292,8.8200649691658928]
[5.353114217725341E-2,7.5867726556766986,1.083,0.50700000000000001,-2.40238721915319E-2,0.33703097244521102,0.28382210618513698,2.4844673345253998,null,1.9565671621597465,10.013461821714102]
[0.16390736940742356,9.5264137212508473,1.6259999999999999,0.502,-2.3087534860615801E-2,0.43014266046225103,0.31248546911138803,2.25253367409378,null,2.1991309801985865,7.0207674680572332]
[0.18892308885874198,9.85956645261105,0.86499999999999999,0.48699999999999999,-2.69052949985563E-2,0.29761594995532997,0.31106684724646499,2.3427713577560598,null,2.2354465141390749,11.350251654090519]
[0.21808333447824169,18.081622042088256,0.64400000000000002,0.70099999999999996,-2.7419398446666299E-2,0.36526370683107701,0.30931604142974201,2.38300486836369,null,2.8665844716058473,25.237887998491665]
[0.86092594224762264,28.386921800215834,1.1200000000000001,0.36,-2.6699740824004999E-2,0.43055799080273499,0.31280071421801697,2.4065105784357801,null,3.328050655045776,10.498912369942325]
[0.42027559527481539,22.135450661687877,1.359,0.72299999999999998,-2.6592698171099299E-2,0.39408537983172698,0.290521770983316,2.4262907258243498,null,3.0741551350535903,16.185456808395021]
[5.0719420061355214E-2,7.5179212671704807,1.24,0.46700000000000003,-2.52602379804647E-2,0.30038855740287801,0.29913237967684198,2.3427726971736802,null,1.9467713195294047,7.4084136464150898]
[0.73541398956939108,26.815007821140487,1.171,0.74099999999999999,-2.0273398077242901E-2,0.41898426343386302,0.31585623215872399,2.4566020646361402,null,3.2700190567052805,21.922646105466406]
[0.43749457891847943,22.429428049465038,1.927,0.48399999999999999,-2.5593603818977E-2,0.35978627765960097,0.30015614566813698,2.4636971147650999,null,3.0876561560386269,8.9621595317960487]
[8.8747029159019108E-2,8.3306724013143931,1.3680000000000001,0.39800000000000002,-2.3787730665227099E-2,0.44149451460975803,0.30642104020152899,2.5743831705026201,null,2.0566869706362358,8.1088346489492444]
[0.96300042245093564,29.582433295518506,1.7030000000000001,0.72199999999999998,-1.89277931226952E-2,0.357067836771021,0.312428017065917,2.4812810320194201,null,3.3700357849976093,16.982664741127344]
[0.54192103093619914,24.100198557220573,1.411,0.497,-2.7153364555517201E-2,0.36393250776408098,0.294546370892458,2.5170235404958001,null,3.1611054770894551,12.187373838790114]
[0.54292614307779175,24.115456651327783,0.57899999999999996,0.64500000000000002,-2.3517616613897799E-2,0.34443230837389499,0.28403783993098197,2.3881001734424401,null,3.1617519855072618,25.700790179028328]
[0.90424019571923486,28.902436126948775,1.0309999999999999,0.66200000000000003,-2.50005052401138E-2,0.38431510982036499,0.30834051834680498,2.46140236645503,null,3.3463716050068246,21.314426100813023]
[0.23227496637944667,18.416030446109623,0.64900000000000002,0.309,-2.8886970133658402E-2,0.357001951613589,0.29893150636689902,2.4546810267433501,null,2.8854361618392108,11.667790590021816]
[0.41139988774915826,21.981563559800854,1.5369999999999999,0.371,-3.4615118524226197E-2,0.32431797339930402,0.309875013601079,2.39155400011883,null,3.067014428801766,7.4956935179333826]
[0.93058199667352559,29.209925184918337,1.141,0.69799999999999995,-3.4088401013402603E-2,0.42214639726333603,0.27954699068782302,2.44114860315055,null,3.3571417741406493,18.704690548528053]
[0.41368930404027249,22.021415066162628,1.6379999999999999,0.77200000000000002,-2.7177337822286499E-2,0.39724315634211399,0.31348312156104602,2.3906881144759402,null,3.0688685278658054,15.726577764522766]
[0.75450124181094191,27.062260808381104,0.60799999999999998,0.36199999999999999,-2.8077186956787001E-2,0.36068352493605998,0.30485582565286701,2.42727856889287,null,3.2793733130971079,16.035899196252387]
[0.39020511956718107,21.607232015373292,1.169,0.41,-2.7387851665842601E-2,0.420357879919734,0.29233318090716998,2.3670840567137201,null,3.0494286364587477,9.6155698213920591]
[0.15599294220706839,9.4157805398234586,1.1839999999999999,0.52900000000000003,-3.0813077865337799E-2,0.41036420828728698,0.29263694372305599,2.3640482335909501,null,2.186773034728267,9.5471507034777403]
[0.88920353990282341,28.724902264666358,1.2709999999999999,0.79800000000000004,-2.5227783676666601E-2,0.32658052375521901,0.31269482186013198,2.3686826435218,null,3.3401000277386359,20.201817701108816]
[0.16240069814575075,9.5055618149370495,0.65,0.42799999999999999,-2.5292888451030698E-2,0.40904286787898098,0.299073247061035,2.5149686200291401,null,2.196813454524607,13.488734072177538]
[0.73290908414906453,26.782322656035021,1.083,0.73899999999999999,-2.84470421445433E-2,0.40976811473998997,0.29781752688621199,2.3460781269426398,null,3.268775911930907,19.349045507677051]
[0.46775718042863834,22.932409847910847,1.7929999999999999,0.41,-2.3423610001671601E-2,0.38569090870885903,0.294210618399116,2.45200851860423,null,3.1103411432025725,7.9587915378545988]
[0.76595273396254382,27.209102211045582,1.7689999999999999,0.60199999999999998,-3.1586660414662397E-2,0.26490247488380098,0.294363160077528,2.3633385992965801,null,3.2848875809282787,10.425919989147447]
[0.45921738825267211,22.792164648618943,0.97399999999999998,0.44900000000000001,-2.95931642958446E-2,0.34947317996463501,0.31148236072691099,2.3487961051387698,null,3.1040675263640072,12.609914799243823]
[0.6896828608825335,26.209226806384432,1.159,0.48099999999999998,-2.6855650088982799E-2,0.35772400793002201,0.31245348392136302,2.3616613501811301,null,3.2467238480935552,12.636442091511915]
[0.41925062889317688,22.117763319706327,0.63600000000000001,0.76700000000000002,-3.0414698148268301E-2,0.35249020403965498,0.305645433456048,2.46933931133578,null,3.0733369924428144,32.419487990639617]
[0.85674647938111281,28.336499735518903,1.8049999999999999,0.60799999999999998,-2.18069330226075E-2,0.40050914638271201,0.28862209788680798,2.4539305784199099,null,3.3262405398104042,12.422441763029953]
[0.69142792799988551,26.232705177719634,1.1850000000000001,0.68200000000000005,-2.0918276187880499E-2,0.32875506601041798,0.30732308589081198,2.4233128020058299,null,3.2476368888301104,18.415459910370291]
[0.75560332100434691,27.076440909459805,1.498,0.76700000000000002,-2.51978099002414E-2,0.47361603317242701,0.30960186349500102,2.4046852314776799,null,3.2799071406027345,18.333942156034492]
[0.6395138358842174,25.521068404140202,0.85299999999999998,0.76700000000000002,-3.0774820500354998E-2,0.37419698006262297,0.305178428870861,2.2836337929651598,null,3.2195850742046064,22.559739468683585]
[0.81251598189384611,27.795162825769829,1.629,0.59399999999999997,-2.3760110499553701E-2,0.39663844442312501,0.28562657454605,2.43467447441328,null,3.3065976314220258,12.497059919702529]
[0.53593740758655473,24.009069880793341,1.1970000000000001,0.70099999999999996,-3.4692485869930602E-2,0.34769721257699099,0.31107283977979899,2.4622364348949,null,3.1572354880692912,19.146640258076477]
[0.76662561389187589,27.217696228796136,1.0920000000000001,0.65200000000000002,-2.7818814521818901E-2,0.37314648758174002,0.27700464801553498,2.4040376241786499,null,3.2852093679665115,16.82947603032181]
[0.84609004371610608,28.20737851590679,1.9359999999999999,0.64900000000000002,-1.51114164985906E-2,0.42187860030794699,0.31950168095766901,2.4359404892396399,null,3.3215901853041312,14.151086328254536]
[0.91657691607027914,29.046993102620995,0.96799999999999997,0.54100000000000004,-2.4506728038635101E-2,0.42063780953791802,0.30798435834797799,2.3656922211873201,null,3.3514493383911819,16.528135851717117]
[0.68905696641792624,26.200798700839179,0.91700000000000004,0.39500000000000002,-2.99096646663926E-2,0.36356159455475401,0.30974692883826899,2.3372027838691301,null,3.2463958874619006,11.910898239633994]
[0.41451525575917669,22.035765198660993,1.96,0.54,-2.2984999936803901E-2,0.40544320993482902,0.306613471137406,2.4358604598920701,null,3.069535329344145,10.107250766905342]
[0.83508216177453742,28.073142209331632,1.897,0.63600000000000001,-2.6963514015661699E-2,0.39694172036939701,0.29923724642773403,2.4828002991944702,null,3.3167325659624285,13.188575826372976]
[0.45216545706922007,22.67536786175193,1.1599999999999999,0.73399999999999999,-2.2479856944603398E-2,0.38275777035229802,0.29005579907670698,2.51534040593355,null,3.0988126158860356,20.145331301198933]
[2.302500372275107E-2,6.6965038948802578,0.63500000000000001,0.37,-2.7240584717609401E-2,0.36465879932758999,0.30825555975904601,2.41894552890574,null,1.8218087694816318,9.9476943451648303]
[0.46193135774381477,22.83687525441086,1.24,0.68,-2.1437242680668801E-2,0.38235150916869898,0.28659968986775902,2.3345161466200302,null,3.1060718532619207,14.759196100252137]
[0.20991209318345183,17.88412605975202,1.0860000000000001,0.76,-2.25698361905124E-2,0.31663179291327898,0.30116009262856103,2.36992464412018,null,2.855281647093165,18.059815391295295]
[0.11603797594591503,8.8085098126746875,0.71499999999999997,0.33400000000000002,-2.5272827135212499E-2,0.39947976989898298,0.31913936308670698,2.42111186443447,null,2.1160711882647409,9.2001347892157987]
[0.46982463711582234,22.966169821638431,1.0509999999999999,0.54800000000000004,-2.7017497420097202E-2,0.49259484865998998,0.295056235025554,2.3598023056207,null,3.111845473620892,14.112632227089252]
[0.31953715908190405,20.279279858677839,0.78700000000000003,0.48599999999999999,-2.5130112771911298E-2,0.31632174084931503,0.28559380231589998,2.5532126436023299,null,2.9844218500486184,17.561729062539502]
[0.22087431071886965,18.148228605963219,0.97199999999999998,0.755,-2.6648807234547801E-2,0.36725557137008402,0.30014039780183799,2.31987665805153,null,2.8703677658456952,18.550456349398619]
[7.586924735927103E-2,8.0795545002335771,1.0669999999999999,0.73,-2.62688055913139E-2,0.39926257236132501,0.299684740971432,2.4708842752128901,null,2.0240011366189834,15.185323131901562]
[0.34867687934966352,20.843048474054783,1.34,0.59599999999999997,-2.36205058946958E-2,0.36780947689869398,0.30121965578203402,2.3561674538927702,null,3.0125378362199462,12.682712028887158]
[0.38251140410858775,21.468843067612902,0.52300000000000002,0.76300000000000001,-2.8708236440365398E-2,0.37987561933757602,0.30349846116142598,2.3357067063011798,null,3.0428480994009179,31.414785427254465]
[0.43013407485470168,22.304484302752847,0.64500000000000002,0.78300000000000003,-2.8724363945201399E-2,0.42130022457949201,0.28985736420415298,2.3806331190361201,null,3.0819403327693489,27.713392805697801]
[0.30947679685873974,20.078709214392614,1.603,0.377,-2.6025835235452498E-2,0.37361592771255903,0.29041644875581601,2.3937475418115701,null,2.9742252542423286,7.0279763048849055]
[0.56058437791015714,24.38124929411115,1.518,0.71599999999999997,-2.8471155526241399E-2,0.37934151264809601,0.28784441887599999,2.3636203784160399,null,3.1729474565718254,14.098878573027196]
[0.87801572237028525,28.591834660867374,1.383,0.47799999999999998,-3.1069065535522401E-2,0.41541259645506101,0.28714384063926801,2.3495111131183499,null,3.3353733394558027,10.443100293764781]
[4.5306171407877183E-2,7.3797628928077366,0.82199999999999995,0.437,-2.3040862550758701E-2,0.41096972162886403,0.313300661079427,2.3171412481093201,null,1.9268195001092032,9.1811629914634398]
[0.43820988986224285,22.441514147901554,0.81299999999999994,0.76,-2.69032950224273E-2,0.45494416715400299,0.292406439450142,2.36087768595084,null,3.0882073312095026,22.634888631027501]
[4.4719894522960324E-2,7.3643152952535837,0.53600000000000003,0.79900000000000004,-3.1326764546836597E-2,0.34913269142736603,0.29713160366633201,2.38403945782263,null,1.924563637889507,23.926502599665568]
[0.19685808705756547,9.9605706206237699,1.284,0.63500000000000001,-2.7341764043902799E-2,0.41257224159683298,0.31328026634199102,2.4194048381857498,null,{"$f":"-LN(-LN(1-(1/B1174)))","v":2.2462004978824739},{"$f":"D1174*(C1174^((E1174*J1174)+F1174-1))*EXP((G1174*J1174)+H1174)","v":12.265212231562387}]
[0.50103957096233376,23.467137051120822,0.57799999999999996,0.79500000000000004,-2.6489106334501699E-2,0.35276163545012001,0.28101223831965799,2.45407996586489,null,3.133906356805408,33.302878018697058]
[0.31012852276576208,20.091800354794763,0.97699999999999998,0.65,-3.3936440415414097E-2,0.37704691113178601,0.307731251570529,2.4055371293667802,null,2.9748939630417297,18.303027015645558]
[0.11065293771566087,8.719088223537808,1.9059999999999999,0.52600000000000002,-3.0615633676916401E-2,0.434846404135038,0.28307546008055301,2.42379112229467,null,2.1052237066446611,7.1790986763833207]
[0.51421551678567556,23.673900306589452,0.624,0.47299999999999998,-3.2173340975692501E-2,0.44942809638674902,0.28918031637244801,2.3217572080886901,null,3.1428714527562045,16.269519899020644]
[0.93933868124573272,29.311176182046168,0.97199999999999998,0.32,-2.2231365732544701E-2,0.34747935773544097,0.29839025088083299,2.32588966723169,null,3.3606629691758814,9.1147818891303611]
[0.62029327764817233,25.250300857098832,1.7729999999999999,0.52200000000000002,-2.64831902177333E-2,0.344348090890569,0.31284310855997999,2.3138176472255401,null,3.2087015834864414,9.4254373226301915]
[0.74845532640407597,26.984285027297247,1.9079999999999999,0.60199999999999998,-2.2216627288443199E-2,0.37743672473488799,0.31116021957914403,2.4458248320810299,null,3.2764327138364182,12.28752883980556]
[0.73525667012331353,26.812956683995914,1.5229999999999999,0.74199999999999999,-2.40985023464797E-2,0.41496359068030297,0.28166521750974299,2.4577932943955201,null,3.269941089372606,16.463594709506218]
[0.30825038760460233,20.054037048284911,1,0.76200000000000001,-2.43735428994372E-2,0.42358882163495298,0.30544376044916299,2.3674508013890301,null,2.9729637574860992,20.160299673692204]
[0.15411521098818937,9.389123075686495,1.956,0.56299999999999994,-2.8309907586091601E-2,0.36497894437953998,0.28901528417821898,2.41014577794413,null,2.1837723223433652,7.3838880861488541]
[0.56742905828831514,24.483147852479107,0.98,0.73299999999999998,-2.5031113291605501E-2,0.41421445389650602,0.30505782354754502,2.3404815366002198,null,3.1772065042863638,20.339093373136667]
[0.49016591064200921,23.294445753754808,1.88,0.41299999999999998,-3.05319794749471E-2,0.38825518664514402,0.31731561619019499,2.4150119213346102,null,3.1263564816751779,7.9749981022778753]
[0.94211350367278801,29.34316209312292,1.877,0.61399999999999999,-2.8461532675001601E-2,0.34616712268104999,0.303009132272472,2.4049468375772101,null,3.3617727670538313,11.750364218071011]
[0.94242302386832022,29.346727069997666,1.964,0.79900000000000004,-2.8256241283220299E-2,0.46654309152375101,0.28795225198920599,2.4181311385274999,null,3.3618963828634123,15.449988412792687]
[0.56006117248455156,24.37343466952159,1.9379999999999999,0.64700000000000002,-2.5325293288692999E-2,0.39929249457387,0.32510209371833698,2.3139891022519401,null,3.1726200788427219,11.697569031322562]
[0.65585242706756941,25.748053298681903,1.272,0.745,-3.2102552399633E-2,0.31389963498708001,0.308634925187806,2.4270593352287899,null,3.228618307149441,18.899717700090818]
[0.7751856909652185,27.326698046403543,1.6719999999999999,0.79300000000000004,-3.0718086580811502E-2,0.42695983236858198,0.30656423261273902,2.3898412339542099,null,3.2892817764352773,16.773395972320554]
[0.77015469942834014,27.262708049589634,1.298,0.747,-2.5327587441522699E-2,0.36747563975574499,0.29210128204723301,2.4060876654816998,null,3.2868930622813441,17.9539817882889]
[0.84498273049685346,28.193914972854145,1.677,0.48499999999999999,-2.1004285715521199E-2,0.36458323606256299,0.284547324735549,2.34607151065478,null,3.3211040425576748,9.0511947845545926]
[0.45026982955699368,22.643816710339316,1.7190000000000001,0.68400000000000005,-2.47539230662252E-2,0.40527099073262202,0.278381488419158,2.5213731808298299,null,3.0973883175567059,14.014668047466493]
[0.11418478837267776,8.7779754560590675,1.2410000000000001,0.65800000000000003,-2.7505436509871199E-2,0.42364145271348003,0.315460166612271,2.36545007927133,null,2.1123803981209957,11.896931106871365]
[0.60934614836710232,25.094207053152871,0.72899999999999998,0.73499999999999999,-2.6165112744195699E-2,0.33789548457819402,0.28849897023905202,2.4429619343383502,null,3.2023731353752853,26.969919229069784]
[0.81927910766620027,27.878874415574092,0.875,0.45900000000000002,-2.5735790967455301E-2,0.42202100177829499,0.29918419709905603,2.29217822306676,null,3.3096605232228797,13.359441836881585]
[0.13918421695999883,9.1710942353296048,1.49,0.45100000000000001,-1.9343105419653801E-2,0.38163156298511902,0.29514644909335402,2.3386159922908099,null,2.1588850572902909,6.7955775317248781]
[0.33776040595590218,20.634711830411732,1.1040000000000001,0.313,-2.6247682893673401E-2,0.34412828469266799,0.30527716899271601,2.4555425360242902,null,3.0022396724378235,8.4809045493839292]
[0.73772009681585704,26.845049797396079,0.58799999999999997,0.78300000000000003,-2.2808046174963899E-2,0.44642579298951401,0.30743392491580701,2.4233277158481599,null,3.2711603089340295,33.715367637924693]
[0.92551429335768232,29.151111100678659,1.256,0.44900000000000001,-2.62706679454872E-2,0.368269130010273,0.30011681127454498,2.4961482292975901,null,3.3550906945742054,12.657541389143301]
[0.88368833752668308,28.659409871893278,1.2,0.64300000000000002,-2.8723261001033701E-2,0.36791539405732399,0.29774278342327898,2.4075958549679202,null,3.3377764679723443,16.895748234817056]
[0.22806897899543743,18.318013473603202,0.57299999999999995,0.51500000000000001,-2.4947958112834401E-2,0.41614161617163598,0.30464075571279398,2.3306546190875901,null,2.8799473664683717,18.348704248131721]
[0.60913911787440145,25.091241578744238,0.99299999999999999,0.312,-2.2423790133189399E-2,0.34539766867760002,0.30456598993693701,2.5106400126181199,null,3.2022525187299125,10.23985923709853]
[0.36805021380743175,21.20490561243437,0.93700000000000006,0.315,-3.1658318197790802E-2,0.33306801326528501,0.30648852076571997,2.43219605125753,null,3.0301762199117022,9.5388087580162253]
[0.5669768186149079,24.476434268312907,2,0.78600000000000003,-2.9708692855679401E-2,0.31318126995012102,0.29374987600484698,2.40357367511338,null,3.1769264546900051,12.864989465791693]
[0.81491786368815677,27.824932225733672,1.468,0.78100000000000003,-2.66518845558994E-2,0.31809884989176201,0.30771973717086099,2.4603334494392999,null,3.3076879282130722,18.828439744367564]
[0.22180244360587842,18.17028512870106,0.94499999999999995,0.60099999999999998,-2.4424435573269201E-2,0.35735427839941197,0.30056290098276101,2.4325925910004802,null,2.8716174402798256,16.892273363288083]
[7.5922527621930413E-2,8.0806356410230187,1.8260000000000001,0.58899999999999997,-2.9142099670633199E-2,0.344804807465389,0.30254549898094901,2.48612539295695,null,2.0241441808282037,8.4923230139643735]
[0.86046502231053479,28.381367162449415,1.52,0.79900000000000004,-2.8208834667857501E-2,0.39827036375187902,0.29821476501468303,2.4072008572354999,null,3.3278514081660262,17.885032305869132]
[6.7508407276162252E-3,5.9186158560312512,1.0289999999999999,0.51900000000000002,-2.3882163054719501E-2,0.36706349167366398,0.29818003943260202,2.3331582680425802,null,1.6869916851221498,8.6805797155478448]
[0.84867870196503814,28.2388190291604,1.653,0.628,-3.0539365233268299E-2,0.388273265393831,0.30204668667052198,2.4617521714179902,null,3.3227245222977864,14.037133183896421]
[0.33711386201933868,20.622267926108709,0.88900000000000001,0.76800000000000002,-2.2437857968594301E-2,0.40471791975954802,0.297091187754769,2.4708607729021899,null,3.0016211945246813,23.965479030372315]
[0.47768599235165354,23.093866357963329,1.823,0.71099999999999997,-2.3064687183961499E-2,0.39602952754663301,0.31663048137164501,2.4279430182454198,null,3.11751519054283,14.412685132936041]
[0.35801990948184959,21.018780406224842,0.69,0.56999999999999995,-2.8184198418190799E-2,0.341350090980723,0.29272467999775498,2.4445100090272902,null,3.0211426013509559,20.962825640542107]
[0.22220106878381984,18.179744049114202,1.742,0.60099999999999998,-2.3755964834046499E-2,0.411540621056108,0.28963767917076699,2.4234268385537399,null,2.8721528837086034,10.822907073020676]
[0.90870070116896173,28.954815775996945,0.94799999999999995,0.35,-2.1600006395744199E-2,0.44389131375126101,0.307414217824729,2.3636739395848299,null,3.3482144822797877,10.769296932768842]
[0.46942011062061451,22.95957006990696,1.603,0.57699999999999996,-2.4930431211528801E-2,0.30556811223956398,0.30425573497260899,2.4175497845167002,null,3.1115515693834506,11.588963798787281]
[0.21493620083737552,18.006002453115769,1.869,0.71599999999999997,-2.3077451871368702E-2,0.371214495585169,0.305068435236652,2.2671554479961999,null,2.8622718009935815,10.715744145187646]
[0.47907128480041627,23.116259276384586,1.641,0.33500000000000002,-2.5562521872815401E-2,0.378156329813646,0.290539866504751,2.3688963330380801,null,3.1185061290472289,6.2578390240768931]
[0.46537921399365589,22.893487098247849,1.7529999999999999,0.752,-2.5943669258053501E-2,0.34717368334865401,0.29811611326096699,2.4508002899375199,null,3.1086039474520719,14.596558956847439]
[0.94236076771140198,29.346010066055733,0.54500000000000004,0.38600000000000001,-2.62475229945489E-2,0.39911740222832098,0.29509711109734799,2.3128202006435199,null,3.3618715219320019,15.97871842686437]
[0.12354058273093016,8.9297039126842961,1.6040000000000001,0.435,-2.9380653484329101E-2,0.425761131586189,0.29697067015054801,2.3681965962409399,null,2.130587137221021,6.4727656424666336]
[0.22612039713021215,18.27229716305224,1.6120000000000001,0.71099999999999997,-2.8541018253504101E-2,0.37780249477265399,0.28524689254755897,2.3561276775537099,null,2.8773769807325054,12.176546159603529]
[0.389313159227476,21.59125842776583,1.036,0.64400000000000002,-2.6104767197277199E-2,0.424388868697471,0.28963208393638301,2.44622556484385,null,3.0486712837032659,17.566428667432444]
[0.21658245747320359,18.045627386363513,1.9339999999999999,0.52700000000000002,-2.2639594271386801E-2,0.37340786896078998,0.29206846148534799,2.36786016109677,null,2.8645339763418289,8.2307375474254876]
[0.15438288449790283,9.392933025011633,0.627,0.372,-2.8036656545841698E-2,0.36030085396918898,0.310084791467024,2.3900897857512402,null,2.1842017444741479,11.086404689167701]
[0.25389826064948329,18.906490691660608,1.843,0.59099999999999997,-2.09794119031925E-2,0.424343726950209,0.30307821730947598,2.3568005103718801,null,2.9124573117538728,10.219045838211644]
[0.92727159046265883,29.171523903012613,1.2270000000000001,0.48599999999999999,-2.8766923840798101E-2,0.35264392151990498,0.30685295505778798,2.43001600387286,null,3.3558030465378841,13.276927972550865]
[0.30074008506230654,19.901866556460071,0.52300000000000002,0.38400000000000001,-2.38068653997347E-2,0.40715829588589197,0.28491369018644003,2.4476924749033602,null,2.9651478353483367,15.885561044488316]
[0.44970115187568915,22.634338595709242,0.80800000000000005,0.61199999999999999,-3.0453725866610399E-2,0.30113678910550201,0.29074339337055199,2.3946563027078001,null,3.0969600549486178,19.55349376902867]
[2.9831773624524272E-2,6.9310545572472915,1.496,0.79700000000000004,-2.89492453807303E-2,0.2991123069037,0.31260655746564903,2.4588960221976399,null,1.8591183291334197,12.29478980042021]
[0.558833169857474,24.355078805716797,1.2569999999999999,0.73099999999999998,-2.76123931633925E-2,0.35751347077940299,0.29702941978022002,2.4221263178378498,null,3.171850675510544,17.884426612244447]
[0.79743362004447982,27.607214706450065,0.65800000000000003,0.65200000000000002,-2.52437808734748E-2,0.318393081762744,0.29112849880471298,2.4197231778444301,null,3.2996864916841133,26.385004925327269]
[0.21417903871373467,17.987726834566075,1.542,0.45500000000000002,-1.9637502449337801E-2,0.39717438687927598,0.29895136172589298,2.41504521470182,null,2.8612267236545548,9.0029244722226895]
[0.54803077700752612,24.192730402478013,1.48,0.58699999999999997,-2.5625994975971501E-2,0.39062198113826602,0.30930562927052302,2.3593718586791002,null,3.1650197855121163,12.615178519662052]
[0.18103518123644591,9.7570366463330664,1.837,0.40699999999999997,-2.7398558970432699E-2,0.37126367319109299,0.30738035705282601,2.42203186913755,null,2.2244102824348824,5.9739651438226744]
[0.91817712515570105,29.065672284507016,1.0900000000000001,0.42199999999999999,-2.4261778138575101E-2,0.41186479997408598,0.30247261630149402,2.4458035043113799,null,{"$f":"-LN(-LN(1-(1/B1238)))","v":3.3521035891126414},{"$f":"D1238*(C1238^((E1238*J1238)+F1238-1))*EXP((G1238*J1238)+H1238)","v":12.67054852153723}]
[0.43738041891358426,22.427498255334037,1.845,0.73399999999999999,-3.0076996158041099E-2,0.37816799719272098,0.30654172033285099,2.50206154083671,null,3.0875681214466488,14.902765030543257]
[0.16872164761776609,9.5924074244584148,1.6679999999999999,0.70399999999999996,-2.6327625987477E-2,0.40589236853648297,0.29812098039825602,2.4280407833417801,null,2.2064303919247275,11.036039138523799]
[0.98846078165231066,29.8706132784022,1.145,0.70399999999999996,-2.4484221118374901E-2,0.44605731565168899,0.30471207911864501,2.3771294098934401,null,3.3798980105059027,19.488733523662415]
[0.95433389097573296,29.483471512883867,0.74199999999999999,0.30299999999999999,-2.70058042064606E-2,0.35841610496533299,0.31232952729527702,2.4227022775740301,null,3.3666265054434414,12.167394499352957]
[0.58439084557274024,24.7330448860106,0.78700000000000003,0.46600000000000003,-2.6571187416981699E-2,0.38738240798972401,0.29802160746515499,2.4134295906180601,null,3.18757526003859,15.908476816425969]
[0.60888987802644778,25.087670835109176,0.95699999999999996,0.35199999999999998,-2.53895527165756E-2,0.42417096483498701,0.28897956605422598,2.44093394026569,null,3.2021072642670458,10.496432831862995]
[0.7170251219228535,26.573748153023239,1.131,0.47899999999999998,-2.4568197969669001E-2,0.41386108328386501,0.28537241404132502,2.40416759619495,null,3.2608063929255868,12.386908368332286]
[0.17650530504986073,9.6971441463119472,1.8680000000000001,0.52300000000000002,-2.0295893537931601E-2,0.47406542192040202,0.29463086417790701,2.3099221560088399,null,2.2179065793534622,7.0882900646143083]
[0.38209789874441236,21.461365998772575,1.1639999999999999,0.58299999999999996,-1.9210373611408701E-2,0.38728551383027099,0.29495342111272099,2.40572693013325,null,3.0424913205677067,14.319580138578148]
[1.6723267713322665E-2,6.4458244928639621,0.86099999999999999,0.68300000000000005,-2.36303215646421E-2,0.33329997272186401,0.29328389456627402,2.4645357271853499,null,1.7803247626253202,15.051699465679311]
[0.72097437038034384,26.625820302430061,1.9990000000000001,0.438,-3.0645699494803599E-2,0.35977025362503801,0.29678348231776502,2.4588118983589502,null,3.2628019998864177,8.0761046067359583]
[0.39537169918569337,21.699400224520122,1.706,0.55300000000000005,-2.4765646576268601E-2,0.34865130792495702,0.30641068523600401,2.4475478554460399,null,3.0537874188516874,11.051293448215839]
[0.18162958696529929,9.7648398053515315,1.0780000000000001,0.495,-2.7927951219420301E-2,0.42561619986601201,0.28940497615923699,2.5139846293243902,null,2.2252545124197236,11.10037218047796]
[0.37154275026455552,21.269117550431332,1.397,0.49199999999999999,-2.95501233252525E-2,0.406472927942851,0.31840524742614401,2.35364689396163,null,3.0332739125901376,10.824169422057865]
[0.61294383688859122,25.14565960376132,1.2809999999999999,0.54900000000000004,-2.3629726821436901E-2,0.43668777420979799,0.30331670700392499,2.3047597809092202,null,3.2044635846592318,12.413933898388343]
[0.61696004860965536,25.202919636991311,1.371,0.50800000000000001,-2.4354312015612299E-2,0.37260207787021099,0.303239346971034,2.3894878288055699,null,3.2067848567427135,11.72853251465744]
[0.48865660736739669,23.270324789127159,1.7689999999999999,0.69899999999999995,-2.6658753247856701E-2,0.43151006098186101,0.30538349137040499,2.4038076247342799,null,3.1252973864464044,13.850447028516749]
[0.2966296819105031,19.817778294694321,1.3779999999999999,0.36699999999999999,-2.7285524650767602E-2,0.35977435435504701,0.31090624226893798,2.3216187248090598,null,2.9608024541600213,7.4527021509167923]
[0.59405306070238739,24.873777870985446,0.64900000000000002,0.54800000000000004,-2.90136712127551E-2,0.432077461265854,0.31451168532222101,2.4271381370724399,null,3.1933675787471407,22.546741309835401]
[0.89465635170161939,28.789454405446673,1.4,0.317,-3.2256670176235E-2,0.34460784987924598,0.31056371230586499,2.4278656516493098,null,3.342384956755398,7.8478363999315794]
[0.65602841997386108,25.750482804663591,0.85699999999999998,0.70399999999999996,-3.1535863535140901E-2,0.41520560671651102,0.323363204189969,2.4864446745319002,null,3.2287145531607711,26.721588649310274]
[0.40710438035111618,21.906491990126334,0.98099999999999998,0.47099999999999997,-2.9990881314598102E-2,0.36536379201918801,0.311425251884414,2.4004667413021799,null,3.0635123409915255,13.674889102904585]
[0.40664134475888203,21.898376027524264,1.833,0.66400000000000003,-2.74123970078827E-2,0.39982151206388,0.31412906791506001,2.4787419376011299,null,3.063132995488723,13.693575094826949]
[0.24003629954173611,18.594599763693392,1.863,0.46800000000000003,-2.5404701310695901E-2,0.36163332300043699,0.29631968839232298,2.3766809442611398,null,2.8953589345626014,7.6323529210291818]
[0.44575951841071149,22.568478245645991,0.93,0.55600000000000005,-2.52199267801144E-2,0.38466892217005599,0.30979953435117602,2.3497734467903699,null,3.0939791191114101,15.984467043948728]
[0.45858926263751709,22.781797938994572,0.51500000000000001,0.371,-3.02190212452845E-2,0.35397167699573501,0.31344143672788999,2.38708704348412,null,3.1036022237887351,17.448693290452429]
[0.98153903587103686,29.792638665712481,1.915,0.313,-2.3619986541339399E-2,0.37982810447433202,0.305579429405273,2.3531078705958901,null,3.3772391136600537,5.863846436014212]
[0.12412898626309232,8.9390510637571765,0.52800000000000002,0.35499999999999998,-2.4548618709125499E-2,0.37764559405950898,0.29499458249437399,2.3991133752924001,null,2.1316979622761738,11.282001345536008]
[0.80360108351767989,27.684283227183972,0.68300000000000005,0.71599999999999997,-2.1053668252699199E-2,0.40227487368846898,0.28582476519382499,2.4003602478583099,null,3.302526199985548,26.170347414675195]
[0.10259812321629203,8.5811681616529132,1.5269999999999999,0.53700000000000003,-2.7734633035489301E-2,0.42742601128881902,0.30617219271357099,2.4403283584983102,null,2.088258256592733,8.9445798593362706]
[0.36026573323702749,21.060678823091706,0.66100000000000003,0.46600000000000003,-2.60226326609336E-2,0.43470241625610401,0.31621193094831301,2.3157340876853598,null,3.0231832802190417,16.034378344339839]
[0.47609776340558529,23.068153029293963,1.403,0.46500000000000002,-2.7786686954757001E-2,0.39308414568526001,0.30690762400522398,2.38048875978797,null,3.1163761033169348,10.343716523966179]
[0.28329374337489843,19.54086935473514,1.71,0.47899999999999998,-2.35598265626536E-2,0.29398433562950699,0.28981442283945802,2.4821215659192202,null,2.9463577686284421,8.8813190359688097]
[0.33698007556544218,20.619691474805443,0.96099999999999997,0.47199999999999998,-2.2299529668053601E-2,0.39067543233785701,0.30110647418735798,2.3206096987016198,null,3.0014930937779001,12.188641312339444]
[0.30964572672327406,20.082103810745167,1.524,0.58599999999999997,-2.42981222288648E-2,0.349229373764049,0.31751816037632702,2.4682358320258899,null,2.9743986966515918,13.112685922240356]
[0.25705892723340962,18.976403783691474,1.175,0.47599999999999998,-1.65759150260095E-2,0.27072513712166502,0.29117014082183701,2.3643708264390302,null,2.9162502602851084,10.441142069892782]
[0.97298776503658579,29.695926548693265,1.7549999999999999,0.442,-2.6545051220856802E-2,0.40163061441786602,0.29985417556018901,2.41306005567577,null,3.373931422424254,9.2198849908547604]
[0.25616943725311037,18.956772174383431,0.80600000000000005,0.56399999999999995,-2.4539738985284699E-2,0.40413136254547899,0.30898920668236601,2.42086840824954,null,2.9151866522172072,18.045009947686228]
[0.50249905048350407,23.490172733361142,0.90300000000000002,0.32400000000000001,-3.2687179359075599E-2,0.37127881966993898,0.306718332829022,2.4755505025252398,null,3.1349091552013384,10.855571109596374]
[0.18730673534890363,9.8387335035743551,1.6830000000000001,0.312,-2.7856463266162299E-2,0.39047679995547302,0.29650644131845499,2.4116614542054,null,2.2332139282095809,4.7558835769894383]
[0.30432715498625229,19.974780390440849,1.79,0.45400000000000001,-3.24205420744458E-2,0.41454519142386598,0.31133627730694202,2.4940883440034698,null,2.9689005303843929,9.3171385153564383]
[0.21928185646473219,18.110276639406951,1.865,0.47599999999999998,-2.6367038474236201E-2,0.37632658785796302,0.31117723494014199,2.4422294937387101,null,2.8682138261039496,8.6414348437780699]
[0.22903047201124838,18.340499412625498,1.429,0.314,-3.0474889389994601E-2,0.41461924151392998,0.32338213425059897,2.3303088288954799,null,2.8812092104251912,6.4454075436202958]
[0.71980701330796759,26.610443192659652,0.52800000000000002,0.70599999999999996,-2.82869482109964E-2,0.35775173135881799,0.28761405088617698,2.3531924299724398,null,3.2622131036919741,30.338652412929019]
[2.1456594683431751E-2,6.6377039828457916,1.3160000000000001,0.70799999999999996,-2.9068040404600801E-2,0.35756581736112703,0.30773200952943103,2.3058008921411299,null,1.8122322297990108,10.250187087964768]
[0.16906237426983006,9.5970421777191426,1.6060000000000001,0.79500000000000004,-2.6526314364711302E-2,0.29754833669320901,0.28417858300290599,2.3049312836868099,null,2.2069410304438839,10.403739577326474]
[0.64874751734688396,25.649699417940877,1.3819999999999999,0.41399999999999998,-2.2779376056922401E-2,0.39498429353907,0.30931665789033402,2.3219950072643001,null,3.2247141715619558,9.1894498858531133]
[0.1684695022929702,9.588974589886206,1.429,0.47699999999999998,-2.0728724516485102E-2,0.40486635989528302,0.29497310738641402,2.3840279263919402,null,2.20605200748422,7.891162045216066]
[0.21850959993164176,18.091822316167686,0.66,0.78700000000000003,-2.4541264174742301E-2,0.44087027136186002,0.29953561489360297,2.4559298395014602,null,2.8671647829721896,28.128550099751852]
[0.11868795059663506,8.8517520460927113,0.73799999999999999,0.55200000000000005,-2.7906701550092599E-2,0.38105991219033902,0.31148172689421,2.2924276214744399,null,2.1212747701585752,13.000460369439471]
[0.31327249471702601,20.154760583156225,1.171,0.67900000000000005,-2.53903655194023E-2,0.34302435440179802,0.30480141470141398,2.4089330893629599,null,2.9781038008813847,16.674553431334399]
[0.63582636825473171,25.469440362773632,1.6579999999999999,0.48799999999999999,-2.8623130217889599E-2,0.39017192167106002,0.303651299938624,2.3068984835045701,null,3.2175190085249716,9.1299610935350088]
[0.14834281936487914,9.3061412448513465,0.86,0.64200000000000002,-2.9207525499268201E-2,0.36431858306176701,0.30148618409489297,2.33964157546822,null,2.1743732411045489,14.26019185699348]
[0.69893098940692466,26.333316445806854,1.998,0.72,-3.0785735947134001E-2,0.35042845025645197,0.30889297315151798,2.4470491861562098,null,3.2515401036149032,13.518236212453333]
[0.98150246385471329,29.792225946991639,1.4139999999999999,0.42,-3.2480844863256503E-2,0.35258977330208002,0.28589238203934098,2.5544070882973,null,3.3772250213203292,10.91514252768199]
[0.12343453376526492,8.9280168941411286,1.5629999999999999,0.6,-2.6221996296246799E-2,0.36093576370743002,0.29799159700595002,2.4724797449321101,null,2.1303865183749053,9.8368152348419073]
[0.31758056935501322,20.240521940612666,0.56499999999999995,0.70899999999999996,-2.3714694012377399E-2,0.40548108690045098,0.29734001286636202,2.3973381608572,null,2.982459568766278,27.661793374543922]
[0.96854459058034059,29.645507884162203,1.415,0.70899999999999996,-2.52991003982477E-2,0.33331427939335401,0.31715118411277399,2.3478408745616002,null,3.3722026834824668,16.649796464249768]
[0.28871581371109079,19.654223755848506,1.774,0.67100000000000004,-2.6027622187549102E-2,0.42379723592338497,0.31026041690978501,2.45813106269626,null,2.9522960479542437,13.474198168684385]
[0.97029086347394222,29.665337380560914,1.2709999999999999,0.54100000000000004,-2.5931857963111999E-2,0.39334121144866202,0.30041501684336103,2.4186813160199598,null,3.3728829475405457,14.170414690490141]
[0.71260051678566672,26.515237643576313,1.9370000000000001,0.46899999999999997,-2.78987184587157E-2,0.38911634547000401,0.29743924489311202,2.52195331950688,null,3.2585592800585279,9.6797912900919005]
[0.5079766559699751,23.576331487625581,1.696,0.65500000000000003,-1.9587331012412602E-2,0.41194913347728201,0.28723627937972901,2.3864903039146301,null,3.1386509599802621,12.450696066656697]
[0.13961522657744463,9.1775475248260889,0.55400000000000005,0.65700000000000003,-2.6747915192568798E-2,0.369772392034526,0.29629284471502698,2.4774766583402799,null,2.1596306632395867,22.278249355474181]
[0.12365634008437543,8.9315445451561306,0.67200000000000004,0.56100000000000005,-3.08089440731656E-2,0.46470560281134698,0.30455192835358202,2.40442484124,null,{"$f":"-LN(-LN(1-(1/B1302)))","v":2.1308059776980213},{"$f":"D1302*(C1302^((E1302*J1302)+F1302-1))*EXP((G1302*J1302)+H1302)","v":15.092595411977747}]
[0.72948413107021726,26.737541753068758,0.98499999999999999,0.77200000000000002,-2.7029558440826801E-2,0.38893384953867999,0.30289578264829597,2.3866285799373701,null,3.267070205303229,22.828499131149403]
[0.36445760593573939,21.138535126909165,1.0720000000000001,0.56899999999999995,-2.79365511943825E-2,0.334877897960562,0.29531692747891403,2.3412775107264401,null,3.0269642742705005,13.724654383787136]
[0.16979777836789367,9.6070296608538044,1.6930000000000001,0.36699999999999999,-2.6413082312279099E-2,0.400263518557336,0.30130100077042599,2.3814255024525099,null,2.2080405239133345,5.4621810022400048]
[0.25924218526927945,19.024446163464081,1.333,0.35099999999999998,-2.7326580207725899E-2,0.43023326271529799,0.30433361499662198,2.4238052378566999,null,2.9188483528168518,7.9920271710652715]
[0.61440303102959692,25.166485298532915,1.7390000000000001,0.67300000000000004,-2.8870576138137101E-2,0.45488745401386199,0.31885540751566699,2.3754373343060999,null,3.2053084640543577,14.13477591789723]
[0.50019555485286704,23.453800217288713,1.1060000000000001,0.45700000000000002,-3.1908373042558898E-2,0.37999850397850898,0.310357279866322,2.41938686996847,null,3.1333253123791636,12.631924575532826]
[0.82296707427642113,27.924377216250871,0.83599999999999997,0.71,-2.7528368811034799E-2,0.43291009958437898,0.29797038598380898,2.5086712772803099,null,3.3113214799364319,26.331500817004148]
[0.12241601941460134,8.9117773999583836,1.4419999999999999,0.46800000000000003,-3.1262972089353497E-2,0.36440432434616898,0.29980816922203402,2.5335633961820898,null,2.1284532650848065,8.6313419330324415]
[0.41294931307835403,22.008546249363228,1.8660000000000001,0.68100000000000005,-2.6325639210119801E-2,0.38129270527961001,0.29150947095407798,2.3957500396109901,null,3.0682701795326661,11.818337732603728]
[0.5580769833695759,24.343765492199331,0.70899999999999996,0.57299999999999995,-2.2913770955295499E-2,0.37668630815152898,0.29785135818957598,2.43076644971267,null,3.1713761721906168,21.281615620011994]
[0.19954093887832602,9.9942584394272949,0.98499999999999999,0.60599999999999998,-1.7943353336256001E-2,0.33590781294225402,0.31464118408793001,2.3589939785884102,null,2.2497616499919304,13.152782264809636]
[0.81141484944016506,27.78150046250575,1.343,0.51500000000000001,-2.4232788694557E-2,0.346083399766412,0.31206679577188001,2.3161126365811802,null,3.3060968524627512,11.796192003764109]
[0.25227136273344886,18.870334487602094,0.77200000000000002,0.499,-2.4604214725822401E-2,0.41646077710273,0.30701019070697899,2.4326706964715101,null,2.9104900919927736,16.454601376756049]
[0.78207957355571467,27.414046184616748,1.2809999999999999,0.78200000000000003,-2.24212107929866E-2,0.37225870100817099,0.29014543395390802,2.4025277269858698,null,3.292533252965288,18.881916798021042]
[0.49001420543479313,23.292022953840871,0.61099999999999999,0.47399999999999998,-2.4542135166075799E-2,0.33089595274665101,0.31785052449163798,2.3215665014335398,null,3.1262501528654303,18.842926814923885]
[0.80920708581386569,27.754079555079429,0.98799999999999999,0.36299999999999999,-2.1596701700081201E-2,0.36352332052386099,0.329776159894766,2.3361566425596698,null,3.3050910115763896,11.26037657452798]
[0.17658748846296257,9.6982375480461087,0.996,0.79100000000000004,-2.6632579098179999E-2,0.391527928623778,0.31447621341959098,2.3170100787478298,null,2.2180256920101806,16.163322275572298]
[0.24044425462200125,18.603905365854473,1.2969999999999999,0.57399999999999995,-2.55555063482822E-2,0.33885694725631299,0.30714726693516797,2.3781752824845599,null,2.8958733392289457,12.44514673890786]
[0.32356189138112923,20.3586341094286,1.4059999999999999,0.66100000000000003,-2.8235931617214001E-2,0.34074020142941303,0.30816413168087498,2.32467767516256,null,2.988427512243065,13.173505964541951]
[0.78304714270757281,27.426274800019108,1.2529999999999999,0.58499999999999996,-2.8581509381877201E-2,0.42344760384184599,0.29468477689123501,2.40077644944677,null,3.2929876123966295,14.6400768468233]
[0.21152962717527746,17.923522361659991,0.73499999999999999,0.313,-2.8023577481363599E-2,0.34617469341505902,0.29920412938160501,2.50490310146726,null,2.8575465523007115,11.294304903120066]
[0.71761383605229734,26.58151962280564,0.83099999999999996,0.76300000000000001,-2.3237841323673701E-2,0.37329602226651998,0.30608692366101597,2.41919916889402,null,3.2611044788306205,26.494342926047505]
[0.13837718729513793,9.1589840600671018,1.0249999999999999,0.31900000000000001,-2.57635611807163E-2,0.37777308070813198,0.30790653276765101,2.3605070208094898,null,2.1574843553834384,6.4592256208911421]
[7.0759492750136266E-2,7.9740438116757852,1.5660000000000001,0.749,-3.2234535995031101E-2,0.34807976619245401,0.30873568297261,2.4427402512989498,null,2.0099415026397112,11.620870461334817]
[0.80380966850394997,27.686884522242181,1.171,0.53200000000000003,-1.9786966344250801E-2,0.31402491907225499,0.31368290099601298,2.3013576277122501,null,3.3026219081325503,13.298075154365716]
[6.3725284790149606E-2,7.822350190668887,1.2110000000000001,0.70399999999999996,-2.3776144664784601E-2,0.348610167719974,0.28496691431792898,2.4067338207243201,null,1.9893739525198164,12.048028356964828]
[0.98904796185068811,29.877215380014952,1.1319999999999999,0.63600000000000001,-3.1252215732394902E-2,0.32772133274774401,0.291034832575844,2.3855150287820801,null,3.3801228146355817,16.780898370634844]
[0.92869995063405331,29.188101520403162,0.58699999999999997,0.78300000000000003,-2.72753704360559E-2,0.31379287039325199,0.32038591112753401,2.3627717159071802,null,3.3563811876146095,36.885534212961844]
[6.8980001179225758E-2,7.9364093971044332,1.423,0.753,-2.5293859753628099E-2,0.40735177406330197,0.30961141685975202,2.3754503910400002,null,2.0048782372997351,12.007571194948794]
[0.55526256850468947,24.301591506323408,1.9159999999999999,0.79500000000000004,-2.8603089429966699E-2,0.43953392897517402,0.29374484327822198,2.5337725800881898,null,3.1696053223214902,16.643608995241642]
[0.15248785583413438,9.3658884524534969,0.78900000000000003,0.34200000000000003,-2.6361607596617299E-2,0.38253494180054998,0.30542612437571898,2.4162894851122698,null,2.1811495238831844,8.7537652750230848]
[0.63327799633824333,25.433673210405132,0.55700000000000005,0.75600000000000001,-2.4848184130198198E-2,0.36141120844424501,0.29870098421736402,2.4830527310003299,null,3.2160851606444107,36.033434200371502]
[0.26831730168851609,19.222007773419264,1.601,0.71899999999999997,-2.2486231195403501E-2,0.43797619541647198,0.29801747155028602,2.4949519260038899,null,2.9294618982601794,15.527038926933434]
[0.76559677856326758,27.204554424511031,1.9850000000000001,0.58899999999999997,-3.0776396381264601E-2,0.426710008335147,0.30257468410510702,2.4416054985090798,null,3.2847172555905599,11.516488656641304]
[0.14988191736398115,9.328422307319105,1.5609999999999999,0.61,-2.9503938431995998E-2,0.432470137316603,0.29565323683609002,2.49624210616521,null,2.1769056512230596,10.635704555542114]
[0.63166849963445248,25.411046359996032,1.0269999999999999,0.55600000000000005,-2.8187464918583201E-2,0.34695262159234602,0.28613092661602602,2.4600375084608199,null,3.2151770233027204,16.009770063240111]
[0.72376122116740249,26.66248007250644,1.774,0.48799999999999999,-2.5419325464193999E-2,0.366219965973198,0.30928001879446998,2.4507652466547598,null,3.2642045590697744,10.298609043749714]
[0.19155367506207421,9.8932820665438115,0.53200000000000003,0.51500000000000001,-2.1427546854437301E-2,0.39470317687001899,0.30950982207479999,2.32608893605991,null,2.2390491373823882,15.923520262153659]
[0.94107299172325687,29.331173439092144,1.9410000000000001,0.53300000000000003,-1.9416671585885201E-2,0.325863982083266,0.288901998957517,2.4434174777307298,null,3.3613569475216578,9.9235652953229803]
[0.78895714453541044,27.500804869099209,1.3160000000000001,0.60099999999999998,-2.3479458463635101E-2,0.41020092835842098,0.28019447193382002,2.47049447946707,null,3.2957523535100086,14.903257066790747]
[0.73302085573552678,26.783782292862966,0.89,0.52,-2.3239269429936298E-2,0.30968530582700798,0.301516930919356,2.401946336969,null,3.2688314606196212,16.826001967530445]
[0.41609971996979489,22.063253807243022,0.53800000000000003,0.33,-2.6485548491180701E-2,0.37875213350901898,0.31109935361546898,2.4671019231707398,null,3.0708113900634051,15.631588456649521]
[0.96679530606945241,29.62562625932097,1.6519999999999999,0.755,-2.6339518858437699E-2,0.42922589078314399,0.30844082709607301,2.4359993326184899,null,3.3715201661298195,17.527599266419948]
[0.17156791938134586,9.6309815290787153,1.2490000000000001,0.49299999999999999,-2.8720447085239902E-2,0.37733355025761101,0.29879563885363097,2.3692562183758499,null,2.2106723912897142,8.7581684969004225]
[0.62715570416999133,25.347449772896077,1.585,0.31,-2.43229533066119E-2,0.40270490535411801,0.29591976372217299,2.46653779417937,null,3.2126201232017264,6.9236115876439577]
[0.83741918241649038,28.101714786935592,1.508,0.48799999999999999,-2.17922491461639E-2,0.38409099618175302,0.29342244036418402,2.4037906760907801,null,3.3177685030046651,10.774178889417097]
[0.16018795130738472,9.4747618834328033,1.3540000000000001,0.46300000000000002,-2.15937657108227E-2,0.39062217012804601,0.28298540742615802,2.3688578173152299,null,2.1933804077790473,7.542020946871931]
[0.45059381311887858,22.649213847524525,1.278,0.36899999999999999,-2.6945866786794601E-2,0.40172650823116401,0.29782574040605198,2.4389554004282799,null,3.0976321018253943,9.0008817286546048]
[0.79748882459580106,27.607905860892807,0.69099999999999995,0.45400000000000001,-2.5261767474881201E-2,0.43886919901369298,0.31661993005157602,2.3900496240636802,null,3.2997119942097761,17.874205001862517]
[0.45790837811089791,22.770552463503002,1.718,0.58599999999999997,-2.3855524929623499E-2,0.41841945098505201,0.29819831990509099,2.28868295612661,null,3.1030972334003626,10.22460694873801]
[0.97544579633874973,29.723769463535874,1.7529999999999999,0.66200000000000003,-2.7865065251974901E-2,0.36208680436547602,0.30314364291097401,2.2952241311054902,null,3.3748848117452477,12.12103338336432]
[0.97743206196133614,29.74624291859897,1.915,0.60699999999999998,-2.5219252447161399E-2,0.37882691324254703,0.30515549716358897,2.5025139347194001,null,3.3756536790250249,13.12459841424846]
[0.81051316687684039,27.770305879917768,0.51,0.61599999999999999,-2.47919418974973E-2,0.31999410946386903,0.298145373080692,2.3725194467341799,null,3.3056863402521293,29.566679034003837]
[0.28793838119977921,19.638036431325574,1.3160000000000001,0.61899999999999999,-2.4227633921463099E-2,0.42693919527843099,0.29984129346174099,2.37176299896552,null,2.9514502013266384,13.464861706030787]
[0.37093259652042954,21.257921410888073,1.6040000000000001,0.72299999999999998,-2.8094299940531298E-2,0.35892976945266197,0.29929092372195498,2.4172027740931998,null,3.0327344823514624,14.258630351033853]
[0.52446470510022847,23.83291008488537,1.6930000000000001,0.74,-2.1424268540625901E-2,0.42077962222304899,0.30319806233674701,2.3578464775101602,null,3.149711716753226,14.457865954866868]
[0.1814178472937491,9.7620616240992355,1.0109999999999999,0.30099999999999999,-2.2685263899287201E-2,0.33538447442310199,0.302721340612849,2.36980875245303,null,2.2249540206356246,6.264393457628973]
[0.7180862922076916,26.587754094423762,0.93300000000000005,0.52900000000000003,-3.4084975101929899E-2,0.35689326822457401,0.302789955494774,2.3516590412093401,null,3.2613435467274803,15.716371085257681]
[0.65864566430651217,25.786574346583585,0.92300000000000004,0.59599999999999997,-2.97138843864296E-2,0.35457117394645299,0.28168644666924503,2.3682848691040999,null,3.230143246252116,16.777924345768774]
[0.15021316378995631,9.3332026808983368,0.85099999999999998,0.47599999999999998,-2.7107412600082099E-2,0.40340233167485501,0.30463059221190297,2.5105321547436898,null,2.1774481402451999,12.645384296698094]
[0.61392074479185899,25.159604823031025,1.7070000000000001,0.34300000000000003,-3.2841574386466801E-2,0.36679788669044999,0.29633130598323998,2.4067640052097699,null,3.2050294084279121,6.630016793431464]
[0.92523958267847539,29.147918304357198,0.76400000000000001,0.39500000000000002,-2.0669954461764901E-2,0.40807746174085302,0.28380611002221401,2.2982851688352102,null,3.354979228643872,12.177437058888595]
[0.42060369392285346,22.141107941053761,0.80700000000000005,0.43099999999999999,-2.5206653683625901E-2,0.39593314882310698,0.30630313841143197,2.4694356516249898,null,3.0744166759102654,15.114287781067192]
[7.631606888743836E-2,8.0886094947289457,0.73599999999999999,0.49399999999999999,-2.3802172902471601E-2,0.36856404178614999,0.31578304739262197,2.3800213293213401,null,{"$f":"-LN(-LN(1-(1/B1366)))","v":2.0251985567993525},{"$f":"D1366*(C1366^((E1366*J1366)+F1366-1))*EXP((G1366*J1366)+H1366)","v":12.461597621465899}]
[1.9861024196925814E-2,6.5756357525188767,1.732,0.377,-2.9840000701075401E-2,0.38901840903736201,0.29841779413223402,2.5137571673506498,null,1.8020224421300171,5.5337666465135111]
[0.13249081817904185,9.0695641378875251,1.3360000000000001,0.55700000000000005,-2.5330069714880801E-2,0.38964787624536201,0.30208077154082602,2.36978431189443,null,2.1470804419331926,9.3992010160507853]
[0.66974938589093524,25.938901994689289,0.79100000000000004,0.71299999999999997,-2.02306432078697E-2,0.429024179764464,0.30073077897320499,2.5183583155476299,null,3.2361507832177487,27.180881516639321]
[0.45527019418101378,22.726901114280111,0.90300000000000002,0.64600000000000002,-2.3531485687112198E-2,0.384781866801578,0.297968488171648,2.3274181909648899,null,3.101134601230243,17.898572385044172]
[0.19548643816011302,9.9432585174168402,0.86399999999999999,0.50800000000000001,-2.3305412231696101E-2,0.41756185309581301,0.29579936055103001,2.3608099870135901,null,2.2443654745898454,11.475410175666511]
[0.77822201636046129,27.365217116657767,1.66,0.57599999999999996,-2.3948587709821001E-2,0.389009849029883,0.28382946309486701,2.3380187509827199,null,3.2907169268543819,10.705650590197889]
[9.9118911558661482E-2,8.5199238549765077,1.339,0.35,-2.6198578372270898E-2,0.35886373164398899,0.30296839450541102,2.45981677385591,null,2.0806311181495181,6.279466660117893]
[9.1174911005982961E-2,8.3759241513617972,1.6379999999999999,0.40500000000000003,-2.97694650197801E-2,0.46600270976462499,0.312562940765238,2.3849695533276898,null,2.062464746268494,6.2459788783156123]
[0.94199250248167254,29.341768272188769,1.9570000000000001,0.70499999999999996,-1.8709620097164301E-2,0.35722697282903598,0.31150447619695898,2.3681018250559198,null,3.3617244320641926,13.355670142312547]
[0.14678854595358004,9.2835228777488172,0.96599999999999997,0.56299999999999994,-3.0599592937902601E-2,0.36865861046496301,0.32130096992934098,2.2992399710217701,null,2.1717959032927845,11.550194454320502]
[0.70266927981314542,26.383242970963597,0.58699999999999997,0.317,-2.44461274148653E-2,0.32876356493506098,0.28659895569534199,2.4217133576841499,null,3.2534713608324703,13.534744402026984]
[3.6029394563872108E-2,7.1221862124903215,0.55000000000000004,0.45100000000000001,-2.46700055784515E-2,0.40590087860157498,0.30804446997711099,2.3453304828396599,null,1.8885205752839651,12.352005197304676]
[5.3806296170737844E-2,7.5934122351339042,0.77400000000000002,0.60299999999999998,-1.8951754645148901E-2,0.42471893924745602,0.29661270460160399,2.4399468530335402,null,1.9575067392721945,14.463258544225372]
[0.62211202925215581,25.276100391066372,1.802,0.63700000000000001,-2.70992824668005E-2,0.41678663976423902,0.29991127844361098,2.2945703974804501,null,3.2097437165797542,11.151200029879167]
[0.68740665950521562,26.178557797043943,1.4490000000000001,0.71199999999999997,-2.1008349918358898E-2,0.38143726098816799,0.27496568420178602,2.49170456736273,null,3.245529916173763,16.276796420882107]
[0.19163006827394413,9.8942577102399305,0.51200000000000001,0.749,-2.7708155621749501E-2,0.38233554393957703,0.30642466461986301,2.4641861362145998,null,2.2391531947489596,27.558705749956559]
[1.5745888059055191E-2,6.4029383476767245,1.3859999999999999,0.55600000000000005,-2.5287382675547799E-2,0.41817011473271898,0.30455977178611499,2.3167753641775399,null,1.7730512182550175,7.8871199404672625]
[0.25321548756407763,18.891330880082322,1.27,0.57999999999999996,-2.3433679958246099E-2,0.33345324006471899,0.30025731366316499,2.4928598053861402,null,2.9116329542053907,14.108078686080665]
[7.1151436343014463E-2,7.9822691935633188,1.9890000000000001,0.38200000000000001,-2.9223842812686401E-2,0.39154702764189497,0.29328242488987,2.3681503763824798,null,2.0110447146659416,4.6497599612229381]
[0.41016282852280028,21.959984115387918,1.927,0.35699999999999998,-2.39152671814193E-2,0.37908833741652698,0.28795184465644602,2.4337748365709602,null,3.0660090038532375,6.2415224610872082]
[0.25770056136849495,18.990543977719142,1.0429999999999999,0.55700000000000005,-2.0014290252998002E-2,0.44090275050393901,0.28924055422126499,2.3988212024015199,null,2.9170156519753565,13.892564718923198]
[0.62654483207247114,25.338823495891816,1.488,0.39700000000000002,-2.5698208211680999E-2,0.35279040870040901,0.29464400860003098,2.49148975111618,null,3.2122727996122036,9.2453186080909404]
[0.49904392896117522,23.435584482116429,1.94,0.78500000000000003,-1.7175063607933701E-2,0.33061041696386401,0.30382772643246297,2.4724662189670901,null,3.1325311633456745,14.922863468500088]
[0.55106373408722131,24.238472825168493,0.60799999999999998,0.41199999999999998,-2.8296597301822601E-2,0.37649508518761499,0.30560301592047401,2.3154235641824799,null,3.1669491482105152,15.663838585091524]
[0.71486723771853189,26.54523514227775,1.165,0.48,-1.65248657630695E-2,0.42209781447189398,0.303060659954625,2.43460606776957,null,3.2597119735106621,13.357031954915122]
[0.11282414275144903,8.7553984933600759,1.2869999999999999,0.54900000000000004,-2.6057211234441401E-2,0.37676940891584099,0.31008888305744398,2.4193023890682501,null,2.1096426370224193,10.001173847266511]
[0.4630482658541788,22.855237316228951,1.0640000000000001,0.56899999999999995,-2.50763869626347E-2,0.34056461257785098,0.27895004125865602,2.33019927758698,null,3.106893841445431,13.293179830060341]
[0.9586118833717423,29.532377153760844,1.395,0.47399999999999998,-2.9107947809552798E-2,0.36719273859332702,0.30272504874454798,2.4378922498710698,null,3.3683127805824418,11.795527285825976]
[0.77186498966189421,27.28448489295404,1.2609999999999999,0.59799999999999998,-3.2634660964255699E-2,0.372298628479376,0.300085913710056,2.4070083919691601,null,3.2877066216169828,15.01409394971469]
[0.18812350698613778,9.8492719425979018,1.9059999999999999,0.48899999999999999,-2.7079221720262201E-2,0.40701678128202801,0.30434869401280501,2.4185868244258302,null,2.2343439157887666,7.1114758394928286]
[0.14258555098540193,9.2217524646970048,1.2030000000000001,0.69799999999999995,-2.3999666349295699E-2,0.406355764081899,0.31102053555624398,2.3814560681072199,null,2.16472312803156,13.142812540008467]
[1.1459255081338604E-3,5.3784715161233834,1.83,0.77700000000000002,-2.3181412195119301E-2,0.34915084577979499,0.28439138895893101,2.2537656192629001,null,1.5813144386402451,7.6575484926306254]
[0.41784511622753928,22.093473888007406,1.3380000000000001,0.56599999999999995,-3.1694491903766199E-2,0.43960815114461299,0.29933738657749398,2.3882092352675102,null,3.0722123724537549,12.770667946755792]
[0.79811260921561222,27.615713908743071,1.0149999999999999,0.33,-3.25357977368574E-2,0.45479219898326201,0.31098757022468798,2.4445307746815002,null,3.3000000538734748,10.510883019429569]
[0.89840976106156201,28.833774229075456,0.71699999999999997,0.58799999999999997,-2.74846512559992E-2,0.371332458223328,0.29981750348761199,2.3621317185336399,null,3.3439507117192862,21.615243462841082]
[5.1216740444545161E-2,7.5302356719420711,0.54100000000000004,0.76200000000000001,-2.5847087941224901E-2,0.39550768698773597,0.29326472345167698,2.4170816860910298,null,1.9485304386275961,22.623968813654425]
[0.98054042306998002,29.781366461404691,0.53800000000000003,0.59799999999999998,-1.77835290202762E-2,0.393955190574165,0.30495762395512799,2.4063998029321798,null,3.3768541512420986,28.076815393119468]
[0.61151201978140446,25.125200525710508,1.786,0.38800000000000001,-2.7053632006477701E-2,0.36137846348807301,0.29162432575472702,2.3663564661322201,null,3.2036328827146985,6.9116637049590599]
[4.43585763617943E-2,7.3547445817379611,1.659,0.41299999999999998,-2.53622176674403E-2,0.37940370313451399,0.29955523029852998,2.3106000252995802,null,1.9231634293592856,5.2779610358232931]
[0.74484674083986835,26.937593992879222,1.2769999999999999,0.76700000000000002,-2.2777823602882101E-2,0.40825056407893201,0.31312331184598402,2.3811115114443502,null,3.2746677665258148,19.654156817435489]
[0.76611112935488279,27.211125575491398,0.872,0.70699999999999996,-2.7787389395795999E-2,0.37466234638782298,0.28658607347356302,2.3509655272844099,null,3.284963351375497,20.985209674796181]
[0.8934832355646033,28.775583323816463,1.883,0.66300000000000003,-2.9793058067903201E-2,0.32938155727483498,0.300972401647076,2.4233303810609499,null,3.3418944073483652,12.562859600217642]
[0.63051169494574122,25.39476579735738,1.9450000000000001,0.63,-3.1413887490890198E-2,0.38834949708828898,0.28638624523362199,2.4258023788611198,null,3.2145230859630125,11.137031149509214]
[0.69761217803489395,26.315671287708302,1.8380000000000001,0.35399999999999998,-2.2005529921806599E-2,0.30487500975480503,0.29834393131328202,2.2766491397642201,null,3.250856660600423,5.7054047786076643]
[0.52346346676672539,23.817445375444063,1.3759999999999999,0.48699999999999999,-2.4350510720717498E-2,0.284151226247219,0.30779566798758901,2.3780145265916,null,3.1490485085461524,10.749149551492833]
[0.84917109995154827,28.244794011735912,0.90700000000000003,0.56599999999999995,-2.0405366443556401E-2,0.44512530509299603,0.30817055094415802,2.3508632164797301,null,3.322939947234294,17.575675202248998]
[0.47682886232458721,23.079994794537384,0.71299999999999997,0.39900000000000002,-2.75443929082788E-2,0.39967269054108401,0.30963932457117999,2.4665355266326001,null,3.1169008486592982,15.564203762364869]
[0.49502565016194633,23.371860550104504,0.65400000000000003,0.38700000000000001,-2.25701881921383E-2,0.36416230008256401,0.320368353183208,2.42209679772842,null,3.1297480250363767,16.045722444844845]
[0.78909233692636516,27.502506486606322,1.69,0.54200000000000004,-1.9032028417090702E-2,0.34907397104413501,0.29117638823007203,2.3391279234284701,null,3.295815386926404,10.092864205684412]
[0.14794624278729607,9.3003814189455341,1.9790000000000001,0.72399999999999998,-2.3953131544036398E-2,0.32562480110826297,0.31408900841077297,2.47038693998593,null,2.1737175468376679,10.32223408075528]
[0.70829099481411317,26.458074099981623,1.5620000000000001,0.39600000000000002,-2.5939277363288899E-2,0.42015704402726101,0.301100742244164,2.4352553734506501,null,3.2563590092909913,8.9633657730880056]
[0.39868532968418191,21.758196414065132,1.8460000000000001,0.78300000000000003,-3.1475447625329903E-2,0.37303694032982398,0.29780108963464702,2.2940947600019501,null,3.0565580882589924,12.383937380152103]
[0.84314840415732406,28.171592434347616,1.4850000000000001,0.67500000000000004,-2.1788243336332901E-2,0.378304526153806,0.29315860253791698,2.4191917538378598,null,3.3202974972205781,15.257782444119268]
[0.77348354673536424,27.305071504006985,1.5549999999999999,0.64300000000000002,-2.36758046073762E-2,0.33074507416910498,0.29755276348954401,2.30814531912156,null,3.2884751068910854,12.369055694890115]
[0.51485082942723837,23.683802600997261,1.4590000000000001,0.45100000000000001,-2.8654433862813199E-2,0.43307101423220601,0.27567149924635198,2.3532244422297701,null,3.1432987978156923,8.8045831874807039]
[3.1239901896367162E-2,6.9761041817287612,1.3180000000000001,0.76600000000000001,-2.41946707705263E-2,0.420383270259714,0.30417975516657397,2.3769045877908601,null,1.8661270027102372,12.24921317877217]
[0.1683965686987754,9.5879811559494144,1.659,0.39700000000000002,-1.8742707780420299E-2,0.376844979609266,0.308384252655452,2.4600829604621701,null,2.2059424793848592,6.5545655022512257]
[0.16485449325277746,9.5394726187738144,1.1679999999999999,0.35399999999999998,-2.4795173716484799E-2,0.331643397663266,0.306020148301756,2.38696714110102,null,2.2005796381982266,6.7508342854376622]
[0.61538818308937904,25.180531458685184,1.3779999999999999,0.30399999999999999,-2.5212220754438401E-2,0.38068564200924898,0.29338774057352102,2.4337415161735398,null,3.2058779010031917,7.0928736663480638]
[0.96942947631941701,29.655558281484605,0.79,0.36899999999999999,-2.1620866464216199E-2,0.40307473451016101,0.28725157589406097,2.3585385062391699,null,3.3725475268900951,12.040143269985434]
[0.11675074241851635,8.8201888438026916,1.4259999999999999,0.38800000000000001,-2.6045860375486101E-2,0.42127104662603398,0.31596134922800201,2.4415293379385399,null,2.1174792695207496,6.9509178713468538]
[0.65037581966373703,25.672287530242482,1.95,0.58099999999999996,-3.05333726537683E-2,0.38109069248201999,0.30049872256947302,2.2987667185310898,null,3.225612151307486,9.4494353407637988]
[2.2121055722421845E-2,6.6628685953203668,1.29,0.57699999999999996,-2.7891565972396601E-2,0.42584095531315103,0.31576912707571703,2.4667147166586201,null,1.8163419842206887,10.290703974162192]
[0.83082882689278559,28.021037852483669,1.089,0.52900000000000003,-2.3430971620384499E-2,0.374625988912067,0.29021182395821798,2.4552162505992499,null,{"$f":"-LN(-LN(1-(1/B1430)))","v":3.3148406848439178},{"$f":"D1430*(C1430^((E1430*J1430)+F1430-1))*EXP((G1430*J1430)+H1430)","v":15.188126136779182}]
[7.4470629829760049E-2,8.0510373201126217,1.0209999999999999,0.36299999999999999,-2.9100303065676899E-2,0.280101763619032,0.31137639478180001,2.4112042845793402,null,2.020220640317163,7.4686761470602097]
[0.24955765713677303,18.809764646258873,1.75,0.42499999999999999,-2.1336275620053899E-2,0.38117825206301398,0.30499674983092101,2.4021820209546201,null,2.9071858518202314,7.7848815380280261]
[0.88220354118509148,28.641743194567916,0.875,0.307,-2.5165027647939198E-2,0.37293035528124602,0.29715669437839398,2.3959912903407901,null,3.3371487581099224,9.9910253713041399]
[0.47264311514345958,23.012073965686618,0.80100000000000005,0.47599999999999998,-2.5595928559312101E-2,0.37978538321085498,0.28304066336705802,2.3169985433728302,null,3.1138873182877034,13.617089253967745]
[0.66499129154486913,25.873783358651927,1.099,0.71899999999999997,-2.4692053926200001E-2,0.35698074731078899,0.28922068036441001,2.4815520678879901,null,3.2335870339931385,20.463434657410161]
[0.65945049869135508,25.797658512017179,0.79200000000000004,0.53700000000000003,-2.6238518084707601E-2,0.36027153241491999,0.32132995609869702,2.4616636148074398,null,3.2305816063441135,21.050760361397884]
[0.46996825526303865,22.968512233438794,1.5409999999999999,0.34300000000000003,-2.7966252286185701E-2,0.40783150991040401,0.30640125167840299,2.4181004055257098,null,3.111949766582828,7.4474686950640088]
[0.3980076711245627,21.746192151913519,1.696,0.47,-2.4404353349477801E-2,0.397632816121823,0.29610248912424503,2.37692538277489,null,3.0559930315800599,8.7510840287391396]
[0.74282464231494338,26.911380860997198,1.109,0.61,-2.15810625956597E-2,0.33508496406453198,0.28908492154431698,2.4399387503808301,null,3.2736755280620895,16.708408833425711]
[0.16029954532312629,9.4763202706453864,1.33,0.61199999999999999,-2.0441686665783498E-2,0.401818522397897,0.29090216230377502,2.4892889248580898,null,2.1935543939440105,11.623157841888364]
[0.32502673799485182,20.38739337342049,0.91400000000000003,0.61399999999999999,-2.8389549307737301E-2,0.266060599581459,0.30261163114721701,2.4130750964760099,null,2.9898752751599784,18.241842314552095]
[6.3629252476666731E-2,7.8202227854521249,0.65,0.5,-2.3255339973176001E-2,0.48729760490013502,0.31295562325151099,2.2617235025902702,null,1.9890824672729421,11.380039874271876]
[0.72116613123035822,26.628345097679979,1.7010000000000001,0.33500000000000002,-2.9493334028752299E-2,0.319994613712341,0.293872413632566,2.3887124183882902,null,3.2628986586645832,6.3067007410176625]
[0.11608162599415428,8.8092260695933078,1.0369999999999999,0.33800000000000002,-2.1598713299571901E-2,0.46017953023520702,0.27747744502087002,2.2676760799081999,null,2.1161576009413938,5.7481575897315631]
[6.3283822340393425E-2,7.8125571625389547,1.137,0.32800000000000001,-2.59492367933238E-2,0.353093815020318,0.291142207843261,2.37732522118166,null,1.9880314587928158,5.7644025699296364]
[0.43747934001081834,22.429170461073095,1.3080000000000001,0.70499999999999996,-2.5256402725589301E-2,0.405464740597269,0.29269111748270299,2.4329288586700701,null,3.0876444056537506,16.552330041287789]
[0.39216212234801773,21.642214967661879,1.4179999999999999,0.56000000000000005,-2.0175159232475998E-2,0.30677218071679901,0.29678841984649101,2.3702729225928301,null,3.0510852750450552,11.385889794347195]
[0.17889040611730878,9.7287737062227446,1.909,0.40400000000000003,-3.30679368825815E-2,0.38598999509132997,0.31196019493971,2.3425684019634998,null,2.2213465010995566,5.3908261885330715]
[8.1014579489818273E-2,8.1822668706799693,1.175,0.72699999999999998,-2.56160827356797E-2,0.468667132258764,0.30776434544582898,2.3835849348494,null,2.0375000532209584,13.433101270184164]
[0.48780412669388129,23.256684386311161,0.97699999999999998,0.52300000000000002,-2.9694070766156599E-2,0.42252413000780598,0.29500503874102502,2.3956022550741398,null,3.1246979711713405,14.655653074056699]
[4.3245978051531964E-2,7.3250262915591939,0.73799999999999999,0.48299999999999998,-3.1298255988645801E-2,0.38631674290270901,0.32285548718888402,2.3183943804922902,null,1.9188030199000257,11.187994635838447]
[0.82822822307398947,27.989114119216232,1.64,0.442,-2.38328210686314E-2,0.416982093956559,0.30073370388408599,2.4527085086592901,null,3.3136797801503945,10.027318623888604]
[0.70522878153296542,26.417349694743667,1.391,0.73,-2.7375559024099699E-2,0.39032279493612099,0.30663990776600702,2.3383745010849299,null,3.2547885351549812,16.298918849261369]
[0.23152978999497154,18.398729827646932,1.135,0.54200000000000004,-2.73713060638761E-2,0.44271671166535798,0.29039379893863498,2.4643330511372601,null,2.8844695426267721,13.584204976082857]
[0.78499145697593309,27.450825177629163,0.56699999999999995,0.78300000000000003,-2.5714140157354098E-2,0.39819412396633502,0.300107703105507,2.3615713627749102,null,3.2938991692339403,32.950085069733532]
[0.84878348006990822,28.240090599795227,1.081,0.379,-2.74801869138501E-2,0.40488348510419198,0.29084966895414199,2.4200028715434199,null,3.3227703720140029,10.620085299366648]
[0.39417938515265827,21.67818387475414,0.89400000000000002,0.40799999999999997,-2.7912916785679101E-2,0.37041082068623099,0.30269742587408499,2.39734465921669,null,3.0527857463014332,12.243804776875272]
[0.10742150365711411,8.6643809787110371,1.085,0.34399999999999997,-2.30145881806132E-2,0.37061123685044101,0.29234111267184898,2.4820757768678101,null,2.0985286939492735,7.1933917447384781]
[0.70349799285154546,26.394292803648352,1.5580000000000001,0.49,-2.8769809597183199E-2,0.37012512045359103,0.29385245608224703,2.4108420481364701,null,3.2538982865775563,10.307389310741643]
[2.6205735485723358E-2,6.8098941780434075,1.9650000000000001,0.57999999999999996,-2.6878433827464202E-2,0.40800902628846503,0.30639639779309402,2.3524007716145299,null,1.8400201629967539,6.9459316105742719]
[0.3441674580512829,20.757389024396375,1.7969999999999999,0.53,-2.4322782413317898E-2,0.32438088032590601,0.31128077674646498,2.3116641463478702,null,3.008316490631687,8.7963544068864543]
[0.9671081024276218,29.629182689642736,1.0129999999999999,0.34699999999999998,-2.87291589084409E-2,0.38084364901689999,0.30894824355054701,2.4999131640185199,null,3.3716422892375437,11.868612876634206]
[0.90981796190141639,28.967915606571612,0.92500000000000004,0.40500000000000003,-2.6028317401233798E-2,0.35670359824067499,0.30106904561362502,2.4335774764806901,null,3.3486748441241088,13.394432560122938]
[0.35544698848773471,20.970617770397574,1.8879999999999999,0.752,-2.3866258626345099E-2,0.45086662731140198,0.29615875851298101,2.4883546244672701,null,3.0187916627804334,14.918555048511205]
[2.4093595654774091E-2,6.7354248634979168,1.052,0.76600000000000001,-2.5475102325599099E-2,0.375738256975439,0.28573503293861702,2.3965114165376802,null,1.8280974047021605,13.712162052926629]
[0.51326109476519655,23.659012712144239,1.377,0.433,-1.7225502228462801E-2,0.28114967640633598,0.30650432461875898,2.3165391813419198,null,3.1422286172780658,8.9831215637056694]
[0.28363769436775521,19.548092083757211,0.63600000000000001,0.78300000000000003,-3.0441237318456101E-2,0.404444146240518,0.27960638119150899,2.4861853089139299,null,2.9467371987759039,29.242041224570695]
[0.7510971805503418,27.01839631946984,1.974,0.54400000000000004,-2.2520011069971198E-2,0.40457243380904501,0.29159317271184099,2.3866035253592002,null,3.277720173014528,9.7613664807823355]
[0.12247013640537507,8.9126419527822733,1.9530000000000001,0.78900000000000003,-2.3355495332588402E-2,0.326528620644983,0.30964684627417199,2.4970254865408599,null,2.1285562814516279,11.416520075450322]
[0.11166362079486281,8.736034341297982,1.7849999999999999,0.47199999999999998,-2.8835206994136501E-2,0.42404321069802298,0.302065273218112,2.31669172743542,null,2.1072884716912106,6.2559079783012361]
[0.16706672271257716,9.5698293555746865,1.5780000000000001,0.317,-2.79946552901622E-2,0.39320862376697502,0.29385457554982403,2.3403490617376699,null,2.2039390873762588,4.6375953166782553]
[0.30277468620550696,19.943276625394354,1.175,0.48899999999999999,-2.5776743041940602E-2,0.412487312186819,0.314833041828327,2.40496397899717,null,2.9672808376829987,12.387492180529176]
[0.67846610597280255,26.057600627537006,0.629,0.69199999999999995,-2.6041961748918499E-2,0.38665555852618899,0.29258074683770802,2.5183533719001501,null,3.240807152952589,30.626679498999763]
[0.93537649619968011,29.265421309105083,0.91300000000000003,0.49299999999999999,-2.62617542371037E-2,0.35389191621861699,0.29854011361867,2.4952353108487801,null,3.3590732925229094,17.420453213511191]
[0.8528475026976966,28.289350523983465,1.663,0.65100000000000002,-3.12991963060026E-2,0.44834944105621799,0.30333929082380001,2.4941213465096399,null,3.3245449474203963,15.484406094659315]
[0.52043005588548263,23.770502077015962,1.7250000000000001,0.41299999999999998,-2.0211137483370001E-2,0.38648407969457399,0.29127412250867601,2.4446218193215001,null,3.1470326335538341,8.2299389805934293]
[0.63498600266800187,25.457653517821633,1.516,0.54400000000000004,-2.7594547230361002E-2,0.36945975734309999,0.304408478133538,2.3184087065442398,null,3.2170467199258841,10.909244273126351]
[0.38713761773636046,21.552221032101254,1.175,0.52500000000000002,-2.5678295901758501E-2,0.34259461193678697,0.30077444892747801,2.40645992612858,null,3.0468179926326115,12.934164380013272]
[0.90334023309603051,28.891852228225041,0.79200000000000004,0.308,-2.5023957363366399E-2,0.40441074756002998,0.304742691959276,2.4395271003493502,null,3.3459988179810174,11.472506332451962]
[0.75918913782565678,27.122507051412928,1.9750000000000001,0.42799999999999999,-2.2874197825574701E-2,0.37146309308362302,0.31289890830287997,2.5158954081402598,null,3.2816393932107832,9.163567563216521]
[0.7970955190655139,27.60298120020294,1.5389999999999999,0.754,-2.42655373434459E-2,0.31978391643374598,0.29534667428244499,2.4651819166639899,null,3.2995302676802396,16.937704914085895]
[0.9516117370942011,29.452295000284373,0.52800000000000002,0.56100000000000005,-2.51655052004701E-2,0.38781251098985497,0.30403215755275298,2.37144398707236,null,3.3655500474536089,26.094271726013417]
[8.8531829802733109E-2,8.326631738762444,0.65800000000000003,0.73799999999999999,-3.07617643050846E-2,0.39567047246829601,0.29799967929864002,2.4850983349824198,null,2.0561694243435773,21.616154714800341]
[0.8935887062664386,28.776830795862129,1.4910000000000001,0.67300000000000004,-2.27034600160065E-2,0.37559005527078898,0.28245087745611402,2.2843500566619102,null,3.3419385339227663,12.839770256629359]
[0.56078259103798334,24.38420886359841,1.5609999999999999,0.36,-2.0581427735552601E-2,0.39877402346401902,0.324061674256298,2.34897362897033,null,3.1730714137040845,7.8363143726702562]
[0.15739908957740167,9.4356381950261916,0.97599999999999998,0.72499999999999998,-3.0888918563664901E-2,0.39967419648659303,0.299536848679745,2.4339077000951201,null,2.1890024731235935,16.187463448369652]
[0.26345030974333739,19.116478186434396,0.95299999999999996,0.755,-3.1216383200081101E-2,0.47345526257020998,0.29897050919840501,2.43032756194077,null,2.9238065879254389,21.182255829721097]
[0.73111881745903329,26.758928189851087,1.3620000000000001,0.34200000000000003,-2.6254012425658401E-2,0.31698255269909897,0.26908307460667902,2.4645184016266302,null,3.2678851786965981,7.6398546658362685]
[0.90257628880467478,28.88286381834682,1.9890000000000001,0.78600000000000003,-2.5723037881529499E-2,0.39527854500024401,0.303633778836019,2.2985223841631801,null,3.3456821182213652,13.444657386085359]
[0.21120182709571456,17.915550737590717,0.65,0.68100000000000005,-2.8867015641548401E-2,0.39177667393153598,0.29897279516050401,2.4006034380076802,null,2.8570886752622062,23.763328191087545]
[0.33595889698570069,20.600008805970724,0.76,0.40500000000000003,-2.7919776569064799E-2,0.40246766676301099,0.30433648136311803,2.4127011410916501,null,3.0005139325021868,13.585108839099522]
[1.6359080928929459E-2,6.4299947958353494,1.5649999999999999,0.59499999999999997,-2.6095902172222799E-2,0.39009053841875801,0.29178798084719798,2.3772869888781201,null,1.777646211293364,8.0272500574624459]
[0.78603125629022208,27.463941990501464,0.80400000000000005,0.59199999999999997,-3.0228586998508299E-2,0.34679500154548398,0.30882405330983198,2.3601369330333699,null,3.2943858567602304,20.440116477711232]
[0.78997343309475443,27.513592955026141,0.81499999999999995,0.36,-2.3507665883898701E-2,0.35892666209628399,0.29974153068437998,2.4411302321117998,null,{"$f":"-LN(-LN(1-(1/B1494)))","v":3.296225968310901},{"$f":"D1494*(C1494^((E1494*J1494)+F1494-1))*EXP((G1494*J1494)+H1494)","v":12.864718537881027}]
[0.26341302017014268,19.11566590143898,1.5549999999999999,0.57199999999999995,-2.5797428502305798E-2,0.398083022666122,0.321291577645759,2.42559541115744,null,2.9237629333949897,12.272111870888676]
[0.33679819624713925,20.616188033667243,1.5049999999999999,0.76600000000000001,-2.5492910878893899E-2,0.41877973048283401,0.28330243337404498,2.3466814162455401,null,3.0013188769015979,14.317933214044647]
[0.87960360332648246,28.610772288777785,1.6459999999999999,0.45900000000000002,-2.0574085978523102E-2,0.39674478095544802,0.31546021197142199,2.43899482620313,null,3.3360473874274419,10.781634707964985]
[0.46098092330578611,22.821232543708632,1.8759999999999999,0.59599999999999997,-2.86426511085285E-2,0.35935366296587901,0.29994649860714401,2.3749723983396498,null,3.1053710648315116,10.27676840761195]
[0.37880542798683636,21.401686082419864,1.3029999999999999,0.72799999999999998,-2.0729057009330702E-2,0.38148251860309301,0.29782090015973101,2.5050837336556699,null,3.0396390359053358,18.403087338565552]
[3.3447641619600232E-2,7.0447384190771274,0.96299999999999997,0.41799999999999998,-2.2412994703220699E-2,0.35076154625765399,0.288659345492146,2.2809454747634899,null,1.8767109806964031,7.2171860737237656]
[8.0902678859329447E-2,8.1800683730725332,1.5369999999999999,0.746,-2.65666241931936E-2,0.30854581865403002,0.27137074828730601,2.4403435429176898,null,2.0372130225198006,10.801457660914018]
[0.92370941396975526,29.130125398026163,0.80800000000000005,0.56599999999999995,-2.4930755089092899E-2,0.39651034898017401,0.30692434236566701,2.4043210170189799,null,3.3543578204287874,20.311402469265577]
[0.16150660825700403,9.4931421112764163,1.61,0.77300000000000002,-2.1173459000793999E-2,0.37642159224848198,0.30192388469297299,2.2503456791538801,null,2.1954305401875693,10.346158967002484]
[0.56256504532582141,24.410799666688536,1.9039999999999999,0.72099999999999997,-2.4887017417931499E-2,0.41658361352587497,0.29864181119187,2.5354756950536999,null,3.1741844407686663,15.328881112747375]
[3.78099274180973E-2,7.1739919335779891,0.53,0.54500000000000004,-2.4382779762961201E-2,0.33802151963437099,0.30167416235260403,2.3551991969376598,null,1.8963427193791682,15.957654777249854]
[0.95022556780082423,29.436402229261574,1.74,0.77100000000000002,-2.4644236825094298E-2,0.358419244501129,0.32260305065932399,2.32502518420565,null,3.3650008578983988,15.630486570273067]
[0.47447982278653511,23.041914532237087,1.0980000000000001,0.69599999999999995,-2.62474182033621E-2,0.40814244370198799,0.29220093759617299,2.50248347982963,null,3.115212411875576,19.833422603665841]
[0.90680607466702912,28.932582946659263,1.026,0.56699999999999995,-2.15297351709191E-2,0.36849480671232698,0.30717167213992203,2.3747039218985302,null,3.3474326777937682,16.734714370790549]
[0.68718915356981181,26.175624516443424,0.95699999999999996,0.61099999999999999,-2.2673849957713901E-2,0.42554670570685099,0.31903860120336802,2.31584754438633,null,3.2454156500238764,17.940929143768873]
[0.79649342604764239,27.595439913554316,0.95699999999999996,0.34499999999999997,-2.0144811878427399E-2,0.387738022373461,0.30038420101694602,2.2189757012717402,null,3.299251920135668,8.8078135135472611]
[0.41005184495437008,21.9580465118331,0.77200000000000002,0.54700000000000004,-2.7401826098488801E-2,0.442783833288104,0.29431998171064999,2.3856856023019399,null,3.0659186779392935,17.299390604071501]
[0.23664034380625043,18.516827839484623,0.66600000000000004,0.58099999999999996,-2.4078547600928101E-2,0.41998622281304898,0.29108948571730497,2.3978366649287,null,2.8910493940070059,19.306404317615986]
[0.84512757861121846,28.195676645963704,0.83199999999999996,0.55700000000000005,-2.3484507063676E-2,0.341978181426846,0.2799852860814,2.29442358925645,null,3.3211676666419807,16.03032294870248]
[0.73321931409148089,26.786373707084941,1.0089999999999999,0.33,-2.52515298978238E-2,0.32666618346185899,0.284297296875343,2.5169028035771102,null,3.2689300732067874,10.28632845919376]
[0.99229033603560368,29.913636556099718,1.103,0.35599999999999998,-2.15364561482306E-2,0.37591404631897402,0.29657964787484598,2.36501996410232,null,3.3813620621123954,9.6476854600416786]
[0.70422289294118656,26.403953087666729,1.4359999999999999,0.70599999999999996,-2.3860884495222098E-2,0.39372219746119702,0.30468841021621701,2.3588062213982499,null,3.254271375861046,15.716606719445561]
[0.92335461517147355,29.12599766907746,0.73499999999999999,0.78400000000000003,-2.97671567993654E-2,0.43484742756977302,0.308025375143887,2.4415033009425602,null,3.3542136063824866,31.065028524800489]
[0.13638323874227809,9.1289108543034398,1.5389999999999999,0.57699999999999996,-2.7519804646584899E-2,0.36621263512596097,0.26773972069142099,2.3790090340055499,null,2.1539974631380092,8.2235634786573009]
[0.8365684107243454,28.09131781355498,0.82899999999999996,0.58299999999999996,-2.8468375280104E-2,0.37828351324555398,0.32121959473977002,2.3243042083166401,null,3.317391671038536,19.779616943013203]
[0.87047210832921273,28.50163203756512,1.2110000000000001,0.499,-2.4796245548087702E-2,0.43372335513132598,0.29831468900503799,2.4076805464158602,null,3.3321565007183658,13.227958703837645]
[0.94845461397015718,29.416080934186528,1.7889999999999999,0.42699999999999999,-2.7723024713661601E-2,0.43941996137378497,0.296027517075789,2.3773030695991602,null,3.3642981967982517,8.5159526023378938]
[0.16797466870341748,9.5822301980506381,0.92600000000000005,0.70499999999999996,-3.31527400862403E-2,0.363312036778911,0.29565464855284002,2.3857516305939401,null,2.2053081883316623,15.530004624571228]
[0.60002283103703724,24.96015783519055,1.238,0.32400000000000001,-2.8259926903746201E-2,0.342262811336078,0.27766194494936902,2.3746897731333001,null,3.1969062741161172,7.2111174964163407]
[0.72110609699901229,26.627554700579505,1.337,0.32500000000000001,-2.1069626945346399E-2,0.39575175714369798,0.302642431140622,2.3160959028092098,null,3.2628684002580872,7.2731628089103157]
[0.99012505965735786,29.889320895309485,1.944,0.58199999999999996,-2.7121338685871601E-2,0.38787714353284197,0.308940590023489,2.3890479398928401,null,3.3805348808785607,11.294243106009475]
[0.8646850348768732,28.432167972206827,1.5029999999999999,0.76400000000000001,-1.6813633569223201E-2,0.33604450785398898,0.274357356233145,2.3992383850969299,null,3.3296721743467872,15.646108232481629]
[5.4224986981094125E-2,7.6034829311206877,1.2150000000000001,0.76500000000000001,-3.1558792197656303E-2,0.34518769070601402,0.31086887233319099,2.3231703061701601,null,1.9589301705234727,12.487162172087254]
[0.90752441873200596,28.941015213101124,1.7170000000000001,0.63700000000000001,-2.78235055146729E-2,0.33412710936933498,0.29023880551535602,2.4915902125654199,null,3.3477292654959689,13.489834646842178]
[0.40477392804843304,21.865597462010264,0.79100000000000004,0.622,-2.41394429261492E-2,0.37598988905710701,0.29593721420972902,2.32235870208511,null,3.0615994370169224,18.489742079375418]
[0.68416752053577623,26.134826713549209,1.696,0.67800000000000005,-2.0925149524452399E-2,0.32726828625368498,0.29754544740302102,2.3841206362950702,null,3.2438250132344488,13.058698836172276]
[0.11124766213261761,8.7290692895918696,1.1930000000000001,0.64,-2.7547827082725299E-2,0.42106992821035599,0.30187584706569698,2.2752433673593702,null,2.106440346452858,10.511133568466111]
[0.80130607039393531,27.655639447001128,1.7050000000000001,0.35599999999999998,-2.7687813232907098E-2,0.35946175787456203,0.29451988026169701,2.3835582063276899,null,3.3014717173767743,6.9070344943248205]
[0.78456944665810946,27.4454991429321,1.9730000000000001,0.38900000000000001,-2.1800115008095498E-2,0.40351073325654602,0.28576021425638998,2.4223804577202901,null,3.2937014838632495,7.1368522134304486]
[0.26850566855311442,19.226072758674221,1.651,0.64400000000000002,-2.58608505787103E-2,0.35921824930864799,0.30717340664327403,2.32464025980636,null,2.9296791013242443,11.304949932284519]
[0.9271659719048897,29.170297582113527,0.79800000000000004,0.48,-2.34552111642033E-2,0.39657014663951201,0.294929366387221,2.47703846680787,null,3.3557602655597947,17.934103966051026]
[0.82811720608488848,27.987750214621553,1.974,0.66300000000000003,-2.1815403902297598E-2,0.32467896312252498,0.31477124699080999,2.3318628160407799,null,3.3136301518008748,11.652228472910695]
[0.24574278402261929,18.724057119097047,1.2290000000000001,0.74399999999999999,-2.49633304149703E-2,0.373336468143874,0.30686083833356997,2.4186915264301301,null,2.902491542942685,17.627836502690677]
[0.22695278099947569,18.291849994955239,0.64800000000000002,0.53100000000000003,-2.23355782537051E-2,0.40561406831695401,0.30102224613620399,2.55309322354872,null,2.8784771419112243,21.592862975856459]
[0.40801350507087841,21.922413466154005,1.7729999999999999,0.65400000000000003,-2.3398486685959698E-2,0.42811758257418903,0.30983768851037202,2.3424754388669098,null,3.0642561034508811,12.166519139738966]
[0.86153460256538683,28.394254608967124,0.66700000000000004,0.52300000000000002,-3.0486572440028E-2,0.37482819125702299,0.30942493252383801,2.49488980222596,null,3.3283136247715248,23.827572527608819]
[0.14008339754344046,9.1845459362910642,1.855,0.63300000000000001,-2.77312506707144E-2,0.38233636038699798,0.281206428902538,2.3774636261223701,null,2.1604386227307524,8.2403645800475811]
[0.15759809180146833,9.4384413339801547,1.873,0.42699999999999999,-2.41126062333635E-2,0.40937817972504198,0.276682267050676,2.2956572062001199,null,2.189316783487306,5.1896352640752612]
[0.20384589508726902,17.735009777659439,1.2589999999999999,0.66100000000000003,-3.2655926231274897E-2,0.36015166738692,0.282682712355322,2.3895070413595798,null,2.8466621243392098,13.618496604898874]
[0.15282977793717256,9.3707805072030972,1.431,0.39600000000000002,-2.85855408850474E-2,0.42606386830793702,0.31063059922787301,2.3773759334660101,null,2.1817023278621113,6.6906086737945945]
[0.96835825700036171,29.64339095066968,1.6140000000000001,0.41899999999999998,-3.4309213742875697E-2,0.40880800059919498,0.29252752883176703,2.4400348586282501,null,3.3721300333202389,9.190712746497514]
[0.95502220739423482,29.491347675495511,1.2889999999999999,0.70699999999999996,-2.82418433231067E-2,0.405929500263294,0.31704429510046001,2.31877035698052,null,3.3668982691298845,17.541111784712282]
[0.94130368341776216,29.333832012753426,1.304,0.38200000000000001,-2.6390249607435599E-2,0.364837685202763,0.296011989858464,2.3229955470753998,null,3.3614491735359655,8.701958936237407]
[0.66697665127295114,25.900982954241069,0.628,0.433,-2.4979729854452501E-2,0.39641967004707002,0.30087611864310698,2.3573852938974702,null,3.2346586936421313,16.642901461148494]
[0.84249317064880114,28.163612790749664,1.69,0.69299999999999995,-2.79855849523632E-2,0.39678662712009499,0.28418329473082798,2.46069160011983,null,3.320009023310698,14.471488063651016]
[0.77460223946604123,27.319287697867004,1.968,0.35199999999999998,-3.6450731741379298E-2,0.39314044120304498,0.31694499810721,2.3433238099854501,null,3.2890054438965786,6.357361348004563]
[8.3471224582133963E-2,8.2301552706900551,0.57399999999999995,0.59399999999999997,-2.0726458481686302E-2,0.32701215240660397,0.31033429211626801,2.4739238968550898,null,2.0437318379383758,19.774549655565345]
[0.22142479680323357,18.161316157410401,1.899,0.72299999999999998,-2.7385053758032001E-2,0.34629934810796698,0.31216598071339302,2.32795132984789,null,2.8711094664339591,11.361235127307271]
[0.85167340812841519,28.27513142941584,1.103,0.78900000000000003,-2.11444760520123E-2,0.35510684733787401,0.290998334575578,2.44220670631291,null,3.324033031693721,22.251162209884853]
[0.82748955851371264,27.980037499888365,1.776,0.40899999999999997,-3.0601023499274599E-2,0.41349246342659801,0.31492802355409499,2.3913727396776001,null,3.313349463151849,8.5479782736429364]
[0.30956356578969879,20.08045292644249,1.1539999999999999,0.66400000000000003,-2.2926502021513501E-2,0.42286574126132098,0.297188653320554,2.3898542879825899,null,2.9743143506615213,15.988681444386797]
[0.53637843660529583,24.015803922751381,1.2869999999999999,0.53200000000000003,-2.4158319213248999E-2,0.41063046001993297,0.28321606829731599,2.3672188341836802,null,3.1575219778527073,11.733115720478054]
[0.89486401360174517,28.791908879842261,0.86699999999999999,0.37,-2.7581068759281801E-2,0.38508664561419098,0.28843467842056397,2.4277009108372698,null,3.342471733938206,12.163606531467904]
[0.50501025348550566,23.529730123514881,1.109,0.57199999999999995,-1.77365873652191E-2,0.43898123653315801,0.30047030864712998,2.37118355022234,null,{"$f":"-LN(-LN(1-(1/B1558)))","v":3.1366288397171349},{"$f":"D1558*(C1558^((E1558*J1558)+F1558-1))*EXP((G1558*J1558)+H1558)","v":14.749852662884324}]
[0.48900798401289591,23.275943645883224,1.0349999999999999,0.79100000000000004,-1.91303705138644E-2,0.323647762923225,0.30070627121236698,2.4092294339268299,null,3.1255441975883649,21.962104023662345]
[0.8650884989718578,28.43701840258726,1.732,0.49099999999999999,-2.3289223600085101E-2,0.35778765028787601,0.300411968377092,2.4281282726638098,null,3.3298458467038881,10.193947485167207]
[0.3910054896559223,21.62154983361464,1.01,0.53500000000000003,-2.5894612344630401E-2,0.40502643387956599,0.28368207353670399,2.52203851452827,null,3.0501069972076156,15.72268518390551]
[0.41125073962085112,21.978963519394945,1.821,0.36699999999999999,-2.41614896409388E-2,0.39895719129219298,0.31195297570059599,2.4400569980231999,null,3.0668933418315203,7.313475692076012]
[0.58131175437333238,24.687952932250688,1.792,0.76300000000000001,-2.3674667015430799E-2,0.31982084795799898,0.29404810519795099,2.3035704272603801,null,3.1857122338666981,12.541711747370639]
[0.60274255474183547,24.999368536309241,1.0109999999999999,0.61,-2.8006175794860401E-2,0.38080062033005002,0.29558418915435303,2.42474028306026,null,3.1985084799257035,17.603865609916099]
[0.91504650421989953,29.029113400952863,1.782,0.76700000000000002,-2.6887686610336501E-2,0.32055943853073798,0.28977832008682602,2.3364608870220902,null,3.3508226887016583,13.431450724228581]
[0.27631818449124956,19.393429814657324,1.2250000000000001,0.78200000000000003,-2.0841967300116102E-2,0.41404946646548202,0.30958126448846002,2.3863573197654402,null,2.9385807101386683,18.519861348218996]
[0.5178099341506428,23.729844364237636,1.4119999999999999,0.69199999999999995,-2.25753205105923E-2,0.36000368101924501,0.283479419815032,2.3691552836473302,null,3.145283387936137,14.115991024952773]
[0.23578187929360339,18.497079646116646,1.841,0.54100000000000004,-2.49683684064608E-2,0.36872931638157702,0.31112244322683602,2.37977427965536,null,2.8899521316318939,9.3489013376747323]
[0.26556065902143156,19.162354960292795,0.65200000000000002,0.621,-2.87780737418964E-2,0.41200259536557399,0.308672580494951,2.4365055002828799,null,2.9262690479738156,23.355947281607964]
[0.15145847232474707,9.3511273298529645,1.835,0.314,-2.7670053115029E-2,0.38798314003221102,0.28216657594426398,2.2949308663010202,null,2.1794796530948468,3.8321071033726328]
[0.27699549400960422,19.407826799958933,1.0900000000000001,0.48199999999999998,-2.3050613431908399E-2,0.39821538063705703,0.29703190181530698,2.3382368344672599,null,2.9393427857017476,11.288731110637485]
[0.72656441433218966,26.69928368682686,1.6180000000000001,0.78700000000000003,-2.4773314858267701E-2,0.291000383076157,0.30864815329492001,2.4187575473124698,null,3.2656106450950633,16.561202616410618]
[0.92274170450850101,29.118865198167864,1.6890000000000001,0.49399999999999999,-2.6273260772486901E-2,0.33620857246852898,0.295183064738259,2.4262282635241501,null,3.3539643640225321,10.144562768323862]
[0.35234133242900534,20.912250052832228,0.73199999999999998,0.52300000000000002,-2.3452376891385501E-2,0.37719252420099503,0.28101434815667098,2.45787520898114,null,3.0159351581686202,17.700429453986192]
[0.10374825174423286,8.601184731172383,0.60499999999999998,0.41799999999999998,-3.2092691824678901E-2,0.36965875736020898,0.29124345695995901,2.4071655031611998,null,2.0907384530852893,12.113096077456159]
[5.9173832697429485E-2,7.7196928295634208,1.1359999999999999,0.67100000000000004,-2.1875033188758199E-2,0.420101081793613,0.31171927032066998,2.3924346971331598,null,1.9752103222206263,12.549806787722082]
[0.13878772068731315,9.1651488671972032,0.94899999999999995,0.72599999999999998,-2.6205781575668899E-2,0.38264885793726,0.296361424511283,2.4020284102597098,null,2.1581976425561682,15.747890291601786]
[0.701860528955628,26.372453024344932,1.6990000000000001,0.59599999999999997,-2.7334568972425699E-2,0.33410254367146303,0.30067053531342403,2.3287485478477699,null,3.2530543001455725,10.905287291398782]
[5.6721022506140861E-2,7.6627293916708119,1.681,0.57199999999999995,-2.3927540426162599E-2,0.33749382421156998,0.29093059709747399,2.44442673031309,null,1.967263385347428,8.0816873040963202]
[0.17135325948004099,9.6280835596394674,1.9490000000000001,0.77,-2.38118289858806E-2,0.40001864485310001,0.286967857942309,2.4517483520724701,null,2.2103543268708563,10.904594778677131]
[0.73054650429462753,26.751443397148982,1.1240000000000001,0.38600000000000001,-2.25336281235252E-2,0.34794338749820403,0.273483935664869,2.39425614903679,null,3.2676000311053257,9.4986152264778951]
[3.9334619210891542E-2,7.2173920269905913,1.4259999999999999,0.42,-2.2822915259297701E-2,0.31534204283318801,0.308853511658288,2.3526873542865698,null,1.9028487496847277,6.1380667163539577]
[0.38808784183472778,21.569285082006012,1.274,0.59399999999999997,-2.1822819970339101E-2,0.34231473523149403,0.295092297945452,2.3773561087926498,null,3.0476285270790111,13.202947795246729]
[0.72355671829475665,26.659792331324237,1.349,0.69799999999999995,-2.68482536374617E-2,0.37252404471768102,0.30769803573705201,2.3002555725712099,null,3.2641017961052308,15.348209222092601]
[0.29297683380656225,19.742560159138794,1.5269999999999999,0.78,-2.8405780820232301E-2,0.34638436852414101,0.29209922252927301,2.3651404877586302,null,2.9568993776455357,14.413333008799071]
[0.60606101261551681,25.047091659271292,1.419,0.66200000000000003,-2.8019003129585801E-2,0.40149911403197402,0.29634971401535998,2.4044234050789401,null,3.200455057453778,14.873176046685524]
[0.62249168526613241,25.281481165007897,1.1499999999999999,0.374,-2.6891855428214501E-2,0.41389607622475699,0.28882777889866401,2.4619542277638602,null,3.2099609279494761,10.090567790532614]
[0.76395621021439164,27.18358038258279,0.77900000000000003,0.59499999999999997,-2.1774318984149801E-2,0.32728699684764001,0.301697963606675,2.3082589478843198,null,3.2839313524950096,19.407987782404803]
[0.20656198709822204,17.802045919869158,0.86899999999999999,0.78600000000000003,-3.1266267428040999E-2,0.376056434944951,0.30515104528442299,2.4130696071765398,null,2.8505462840866151,23.155722081591829]
[0.71911089022804353,26.601267517250907,0.90400000000000003,0.745,-2.73149850187633E-2,0.37886024347513603,0.30131963137741902,2.36067146472806,null,3.2618615381128895,22.665516849976488]
[0.6713707016160182,25.961038234184787,0.72299999999999998,0.32700000000000001,-2.5064665915730699E-2,0.39619573070012098,0.29774100662671799,2.3582990432136999,null,3.2370208014851767,11.31868690104878]
[0.41779214671741993,22.092557694811763,1.02,0.34300000000000003,-2.3191075600185601E-2,0.27801568229190798,0.30084646225052702,2.35208480015344,null,3.0721699272087144,8.9406058890259814]
[0.81189836849274866,27.787500893399294,1.296,0.748,-2.9329547492011901E-2,0.35004684457707602,0.28891521802069198,2.4134075622603,null,3.3063168225754751,17.89704491841588]
[0.13817439689190403,9.1559354676760805,1.36,0.69799999999999995,-2.63546091417779E-2,0.44587456091391398,0.29022302237249398,2.4191080858737499,null,2.1571314353368334,12.155179869151208]
[0.85079183894023935,28.264448575393519,0.88800000000000001,0.54100000000000004,-2.5565313278095698E-2,0.36326900077655999,0.297101335042807,2.3589569414831,null,3.3236482551568334,16.740107465336788]
[0.68436269309903897,26.137464633280452,1.7609999999999999,0.67100000000000004,-2.5787351611851399E-2,0.370130358385659,0.299313368532094,2.42523514978719,null,3.2439279377908559,13.375583239789522]
[0.62231444986585349,25.27896945430728,1.042,0.73,-2.47364780293662E-2,0.37055318683392202,0.28486005060909397,2.3556300079372301,null,3.2098595409509776,18.655045644765138]
[0.82471558904705022,27.945915077993213,0.59899999999999998,0.314,-2.6353472652815801E-2,0.36965877067344199,0.29976612740362901,2.4345561645987099,null,3.3121067002232674,13.968858253006893]
[0.81995679813997158,27.887243552345719,1.0609999999999999,0.54900000000000004,-2.8369036203905899E-2,0.42611517045470998,0.297178178525839,2.5543067135353401,null,3.3099662230939026,18.151601522461842]
[0.70343777660259854,26.393490116023653,1.6559999999999999,0.48599999999999999,-2.7315197244122499E-2,0.298927179149027,0.29426244842953497,2.4356481948721398,null,3.2538672797581665,9.7098058008813997]
[0.84835592797345039,28.234901401233213,0.78300000000000003,0.71099999999999997,-2.5945145281617898E-2,0.445956845368564,0.32047452353894601,2.49755732400215,null,3.322583249030064,29.309066136143077]
[0.58954220352344544,24.808219483886546,1.133,0.69099999999999995,-2.1344680002180198E-2,0.32768490534211497,0.31331149799235802,2.5266039457760101,null,3.1906734873468334,21.41748862535092]
[0.55816124878833362,24.345026567272303,1.4930000000000001,0.55500000000000005,-2.45826170721593E-2,0.31107608584735502,0.29584707025784801,2.4332279193158399,null,3.1714290753920653,11.88575282651688]
[0.33681395151364357,20.616491556105878,0.78700000000000003,0.78900000000000003,-2.57662809955411E-2,0.33502112296290198,0.29734483672308298,2.4738915334349998,null,3.0013339714723699,27.306848895737936]
[0.67813250778352352,26.053071985351263,1.4430000000000001,0.42599999999999999,-2.4999763023509401E-2,0.38192815064979801,0.28950901997180201,2.4851640400692498,null,3.2406298984547659,10.111441247754618]
[8.7539947826785425E-2,8.3079439956486834,1.857,0.72599999999999998,-2.43930487059929E-2,0.33766011233457399,0.29974812108529397,2.4953382976337002,null,2.0537723140701845,10.483214807608331]
[0.8490202712127215,28.242963970863194,0.76600000000000001,0.38800000000000001,-1.9938702172188801E-2,0.39984151810558699,0.31165216472073298,2.3523370693324002,null,3.3228739709791042,13.719464469061551]
[0.23017755560608344,18.367264007621479,0.84099999999999997,0.69799999999999995,-2.5114038119288799E-2,0.32856882251132802,0.27619430031896097,2.34700085943056,null,2.8827090861413032,18.401945430139921]
[0.78896819855126876,27.500944007453384,1.0580000000000001,0.377,-2.0863525616154E-2,0.369556092729941,0.286755620820552,2.39132055429919,null,3.295757507793891,10.190603195614358]
[0.27736328831348578,19.415637312986057,1.373,0.34399999999999997,-2.4922307402896901E-2,0.41537087508825099,0.29285464070974099,2.3684087590594398,null,2.9397559765730228,7.0544946546388108]
[0.66020876620488211,25.80809517276457,0.91300000000000003,0.48,-2.3268192659959899E-2,0.370228174051836,0.29209076690097902,2.3908006842093501,null,3.230994183094209,14.364204510245058]
[0.20255517919796551,17.702996968567682,1.6140000000000001,0.79300000000000004,-2.4025029767238502E-2,0.347074199918185,0.30941398866926501,2.39300909297374,null,2.8448019222123309,14.820543442435866]
[0.69792341494645793,26.319837013175523,1.7729999999999999,0.78700000000000003,-1.99528128282234E-2,0.40706821743716598,0.28874519706489798,2.45773532986414,null,3.2510180521526961,16.122576444114546]
[0.68872368445188314,26.196309264874426,1.054,0.49299999999999999,-2.9189454628233701E-2,0.34111562453140298,0.27853870754746601,2.2932235695757202,null,3.2462211473059588,11.594605464857025]
[0.23000417084381908,18.363222752622796,1.702,0.30499999999999999,-2.9116686130449002E-2,0.33400623494516102,0.28899312411279399,2.3624725452408502,null,2.8824827602705718,4.9989862411243866]
[0.40422813842523753,21.856003003084297,1.825,0.55200000000000005,-2.4721580086926799E-2,0.37474752386014998,0.31517812095629999,2.3554821344585202,null,3.0611501109048969,10.018342038753852]
[0.14130672558970103,9.2027777360589305,1.786,0.54600000000000004,-2.2906748679336598E-2,0.31421039453129401,0.27637207169872802,2.4580495343053599,null,2.1625403983481561,7.5693373408301587]
[0.22945768611639772,18.350475300819035,1.9530000000000001,0.67600000000000005,-2.54755502918592E-2,0.37633776960788801,0.29186917559908998,2.3612945490905299,null,2.8817685178112358,10.425260315290171]
[8.1707276757173375E-2,8.1958425484755466,1.627,0.60399999999999998,-2.6687697858398699E-2,0.31827069677360997,0.307595171227241,2.3997209107038899,null,2.0392706340292754,8.7102129783978572]
[0.96184161773026822,29.569226947675006,1.365,0.42599999999999999,-2.0938394180713901E-2,0.45834230651303998,0.322979484716928,2.3147999949372,null,3.3695814917842832,10.58351384757044]
[0.74852687433874177,26.985209637726733,1.391,0.40300000000000002,-2.81135716404186E-2,0.45403346925144999,0.311353622870499,2.4239886522946201,null,3.2764676331874929,10.223909738001502]
[0.42965642997857445,22.296339532804328,1.5529999999999999,0.751,-2.3247573866351699E-2,0.40152701093707699,0.317891353057076,2.3591092875590198,null,{"$f":"-LN(-LN(1-(1/B1622)))","v":3.0815665954454938},{"$f":"D1622*(C1622^((E1622*J1622)+F1622-1))*EXP((G1622*J1622)+H1622)","v":15.75861874201612}]
[0.41828463148632866,22.101073775079087,1.1919999999999999,0.32500000000000001,-1.9442103019284299E-2,0.41010087537595202,0.29434288021059302,2.3137915532755602,null,3.0725643892880541,7.2438412669478183]
[0.35367111760806014,20.937273406000678,1.5389999999999999,0.73499999999999999,-2.4653406173302399E-2,0.38925316391942399,0.32110654478997402,2.4883385727054499,null,3.0171607959055957,17.355366444469205]
[0.52899097802941508,23.902637506993116,0.85,0.41799999999999998,-2.8928756997214099E-2,0.397445868177915,0.296946857970464,2.4055716403538101,null,3.1526965438596855,13.226599152916172]
[0.52342940354381484,23.816918989092756,1.7509999999999999,0.77900000000000003,-1.7731418351073901E-2,0.34343841083078103,0.29708646167917202,2.34762938771838,null,3.1490259265817646,13.93413839398591]
[0.7624843299696018,27.164743779557863,1.1919999999999999,0.76600000000000001,-2.8857759980918201E-2,0.39225760471805199,0.29240250620490899,2.3398736296407301,null,3.2832250128752793,18.355767128811713]
[0.46323554300209768,22.858313999264869,0.89600000000000002,0.45200000000000001,-2.5046467075918601E-2,0.36906929466431498,0.30728375627054999,2.4736180016579201,null,3.1070315048299912,15.061120104335433]
[8.2576026448582085E-2,8.2127874666825935,1.617,0.77100000000000002,-2.3210585481202601E-2,0.36467752101614198,0.31259522920208399,2.4930010458508698,null,2.0414762394623285,12.71776616966558]
[0.67711925791634153,26.039310142340938,0.55400000000000005,0.30099999999999999,-2.1825385243713E-2,0.40389548256924102,0.32662920773404902,2.3618789186459299,null,3.2400910565173029,13.644825187332664]
[0.91904776247532827,29.075828365034241,0.90400000000000003,0.77500000000000002,-2.6216120888533499E-2,0.35340303618776397,0.31146356284857202,2.3998821215642598,null,3.3524591329713394,26.135312135370928]
[0.91406378090544049,29.017624424650872,0.65700000000000003,0.69,-2.3806099493522401E-2,0.414296551335118,0.30523000391942601,2.3891865173517899,null,3.3504198144585478,27.669030031741627]
[0.82141513932867127,27.905241612008805,1.6,0.60299999999999998,-3.2022479500274703E-2,0.483301024493619,0.28964385053024,2.4381927981412699,null,3.3106233226223307,13.44461792274139]
[0.98188333719497023,29.796523762395648,1.9039999999999999,0.60299999999999998,-2.5797320464756499E-2,0.360981184230658,0.32580657970304,2.46343689917973,null,3.3773717611070375,13.334598290058066]
[0.12546175591202358,8.9601413470989826,1.873,0.79,-2.85846029124254E-2,0.37683509434908202,0.284198608567998,2.3217440696352001,null,2.1341998188334879,9.6139314472258643]
[0.38519155539678918,21.517208309952011,1.4690000000000001,0.30499999999999999,-3.1749064836300703E-2,0.38636795950290798,0.29990764932987601,2.23039396150488,null,3.0451528440464597,5.3819009484855647]
[9.3506960850624266E-2,8.4188258373786802,1.571,0.495,-2.2247514828154E-2,0.39098641865892603,0.29354033341281499,2.4339219287492502,null,2.0679117256333908,7.7049233136150477]
[0.71315105265386736,26.522527747214362,0.753,0.627,-2.1027500879398201E-2,0.38164556461002802,0.31308666878078201,2.4614507497277498,null,3.2588395341763072,24.774184381908096]
[0.12843211473120031,9.0067461039352175,0.63800000000000001,0.39900000000000002,-2.5196876048681201E-2,0.42034683759507102,0.317743669736962,2.3798718115812099,null,2.139706206485616,11.310051717488754]
[0.91095917633561518,28.981287992005399,1.2709999999999999,0.63300000000000001,-2.9732147837392101E-2,0.37427319262021602,0.29008001636689601,2.50237967595231,null,3.349144565713321,17.161764554754637]
[0.20364793980077267,17.73010661162165,1.196,0.52900000000000003,-1.77882094993853E-2,0.380101604058245,0.27904553277660399,2.4556699576905499,null,2.84637743532892,12.09943448951115]
[0.46244244147247704,22.845280264941657,1.474,0.66200000000000003,-2.7367182079449999E-2,0.36942015957654001,0.30661066343803201,2.4423282077905899,null,3.106448192242885,14.949418320795967]
[0.43929330149641999,22.459801011677342,1.762,0.56999999999999995,-2.28919548538681E-2,0.36348737332522901,0.29697389428884802,2.4866700119434899,null,3.0890407091202321,11.488048706287474]
[0.52138254225034175,23.785256900375597,0.66,0.57799999999999996,-2.6462261257299498E-2,0.38943977035375699,0.28684320303142102,2.4193162793967602,null,3.1476666846067123,21.377286254584824]
[0.92290487529156229,29.12076425574131,0.74,0.39500000000000002,-2.1531744103779199E-2,0.33440003801082702,0.32078359716192401,2.3037698758910499,null,3.3540307321702225,14.483052757733832]
[0.60795378065829087,25.074253271307313,0.88600000000000001,0.33200000000000002,-2.49039721663885E-2,0.36303078047634901,0.307343295100239,2.3268461052446998,null,3.201561261776102,9.9239641272777916]
[0.82813749716324647,27.987999508474612,0.51,0.55600000000000005,-2.7620086616090202E-2,0.38675421283707001,0.30121550494121901,2.4416688288192301,null,3.3136392230317124,27.864502908344541]
[0.41918694720572569,22.116663683070051,1.472,0.48699999999999999,-2.5741050889178999E-2,0.37203660039401998,0.30636497562564902,2.4625316617598898,null,3.0732861057265315,11.147527580849909]
[0.96894511435585551,29.650057540638027,1.4970000000000001,0.48099999999999998,-2.63574993007527E-2,0.37234983328639498,0.29413308747904598,2.4737741285835999,null,3.3723588033929999,11.527230874797411]
[0.30257866475010076,19.93929308574657,0.68700000000000006,0.73699999999999999,-2.1182154510215E-2,0.34163383830781302,0.29936319037981202,2.4668622549537198,null,2.9670758462290348,27.679373294880577]
[0.66080857704852225,25.816346618894507,1.7629999999999999,0.56699999999999995,-2.3593104122282601E-2,0.38070897187495001,0.28475421914029098,2.4757440895802101,null,3.2313202545756914,11.405596000729018]
[0.37088315687871665,21.257013805023583,0.63900000000000001,0.48599999999999999,-2.4749079925743801E-2,0.385192089714677,0.29586058696300199,2.2584663128267102,null,3.0326907411239041,15.535528751574537]
[2.5140888246996784E-2,6.7727411065563405,1.9870000000000001,0.41299999999999998,-2.8049671195837299E-2,0.485436921844907,0.28990070361234399,2.4735338290161901,null,1.8340896902058241,5.6536071319935282]
[6.7813686331081091E-2,7.9114791414992371,1.4690000000000001,0.56399999999999995,-2.8897173216802598E-2,0.40900122042907799,0.30508439160060002,2.4415792137013401,null,2.0015099515433357,9.2996499549048721]
[0.7128280581235118,26.518251049118067,1.964,0.45100000000000001,-2.3772584049925001E-2,0.44765971744569,0.29478317383329999,2.4437640923155199,null,3.2586751342075599,8.8726128401546163]
[0.420058960620597,22.131714102836728,1.413,0.54700000000000004,-2.1001374278509299E-2,0.45426662092564002,0.29508871483883098,2.3855461631095101,null,3.0739823532155994,11.921581055096354]
[0.79851169918433407,27.620707804251126,0.84099999999999997,0.72199999999999998,-2.8755371801074701E-2,0.36038851648733,0.29932877237399502,2.3830558556528798,null,3.3001842484603867,23.863644256150494]
[0.26896791579644697,19.236042085003035,0.81799999999999995,0.66100000000000003,-3.0338934862068699E-2,0.38660231750480301,0.30250221984396702,2.32971685402247,null,2.9302115894283465,18.976426008675372]
[0.74974323392915121,27.000921836557268,1.0840000000000001,0.57099999999999995,-2.01442885033013E-2,0.37069975377209702,0.30104413162299498,2.4170068935211599,null,3.2770608424281944,16.233843466659543]
[0.59154759375731358,24.837395607981932,1.121,0.34100000000000003,-2.5653616213830801E-2,0.40257740784116702,0.31131514287178902,2.29781084370246,null,3.1918733632297092,8.4826718889169097]
[2.9066936227932216E-2,6.9061392993408237,1.3180000000000001,0.76,-2.87267901944761E-2,0.37691993261142298,0.28840578196283301,2.3135553751078199,null,1.8552208080512007,10.885345856836024]
[3.405549571535782E-2,7.0632345878304115,0.52800000000000002,0.64800000000000002,-3.02528474737137E-2,0.39803661253195699,0.30833641238669202,2.4709104001856099,null,1.8795441130755906,20.84975476267239]
[0.80067363755326038,27.647738922556144,1.175,0.44800000000000001,-2.1791761459484998E-2,0.369604157569766,0.309443488027697,2.3339719530406802,null,3.3011806743004679,11.464721260492478]
[0.45333387038430173,22.694782197062306,1.7230000000000001,0.36199999999999999,-2.0804240247707401E-2,0.38237653879495298,0.29712203230694001,2.3661445674705801,null,3.0996880203514676,6.6852628503279696]
[0.5104625237429794,23.615279096740906,1.7350000000000001,0.55500000000000005,-1.9958462628919298E-2,0.39461919924905497,0.29093780606469499,2.3715740159016101,null,3.1403378374045943,10.260744780764774]
[0.23813411684177899,18.551105524433609,0.63,0.35399999999999998,-2.3854030413058301E-2,0.38989089574074298,0.30045286581985797,2.39604885830652,null,2.8929510983747511,12.686803707979742]
[0.75233366335816043,27.034341021048707,1.63,0.61199999999999999,-2.5716920937966601E-2,0.354290927965553,0.30618284250528,2.3633604549117,null,3.2783214041930404,12.421530658865287]
[0.93079064278197221,29.212343225754363,0.91900000000000004,0.54800000000000004,-1.8723852453252299E-2,0.43001686126484601,0.30096799041511002,2.4913821244302401,null,3.3572260107939034,19.178223482162384]
[0.66391006656237272,25.858953406852564,1.099,0.38100000000000001,-2.1704204211204101E-2,0.37306909038513297,0.30433876722258302,2.3902826574167899,null,3.2330022520276431,10.417091816940216]
[3.9755850408455418E-2,7.2292333437881569,0.92100000000000004,0.45400000000000001,-3.1952193521868802E-2,0.32959043182945702,0.29040995892101901,2.3563247086274002,null,1.9046165077323207,8.8460051573143588]
[0.28685645899154388,19.615472758089343,1.776,0.3,-2.6049070159969299E-2,0.40193728194918199,0.31578649999726099,2.4211293894183199,null,2.9502699717464034,5.8192166542556878]
[0.67569511731136755,26.019950210279642,0.99,0.54800000000000004,-1.7608453574360701E-2,0.34587161911599401,0.29071422837380501,2.4879387419821701,null,3.2393325306331424,17.035957962001461]
[3.5508087074092032E-2,7.1067773694108034,1.8480000000000001,0.70399999999999996,-2.8275138580761201E-2,0.34368750798889502,0.30150657259937502,2.3801801488566401,null,1.8861820941392247,8.6894008124167854]
[0.45588308618141693,22.737053269757808,1.3049999999999999,0.36199999999999999,-2.5116249614089599E-2,0.35869498366828201,0.311466927200507,2.4607332617392799,null,3.1015914018294168,9.2000662408422791]
[0.70961456640044496,26.475649039296634,1.2669999999999999,0.71299999999999997,-2.7265914549441699E-2,0.407373141508243,0.31167047318679802,2.5192816513347198,null,3.2570359985172246,20.798218761622167]
[0.9391114538259564,29.308554796462587,1.26,0.46700000000000003,-2.15169180453917E-2,0.40422021721634599,0.288635136978667,2.4617448903603201,null,3.3605719617360461,12.377679796131455]
[0.48959569793935342,23.285337257131292,1.9319999999999999,0.63600000000000001,-2.8220475786783199E-2,0.410239041537799,0.28509653977850402,2.3524229965476802,null,3.1259566807001571,10.428892813382758]
[6.2237530600522062E-2,7.7892098029845762,0.61399999999999999,0.60899999999999999,-2.5788589769986301E-2,0.37919324070483901,0.30561995451957003,2.4147006735282699,null,1.9848235347017973,17.342092990457374]
[0.96245056651203675,29.576167839370452,1.577,0.51800000000000002,-2.8501969488537698E-2,0.41409336949697401,0.30489928268049599,2.3446100234551102,null,3.3698202814857825,11.063368754266222]
[0.37254018879842099,21.287400470927189,1.524,0.78400000000000003,-2.6609701245995699E-2,0.40217063687148302,0.28611703153840701,2.39776203294696,null,3.034154158770578,15.434919717530338]
[7.9166743671579276E-3,5.9947785159997879,1.2470000000000001,0.495,-2.2312105557568698E-2,0.42186570537371898,0.29270323382736402,2.42995875892275,null,1.7010282676885988,8.0741054424271326]
[1.0900502151315772E-2,6.1672886399320745,0.997,0.71,-2.5534490469507901E-2,0.37768777555515598,0.29774172679684702,2.3703339967418899,null,1.7321074298137242,12.750455194625189]
[0.6513822517706227,25.68623480576386,0.92800000000000005,0.42899999999999999,-2.6053067927274999E-2,0.340915172041934,0.30452594853640003,2.4309189143460399,null,3.2261662161604212,13.771505865655435]
[0.18091021029004251,9.7553944406595043,1.5880000000000001,0.76500000000000001,-2.9190869719344901E-2,0.36896251206776298,0.31797417933262001,2.3891270764649302,null,2.2242325199013493,12.26352711595935]
[6.0030091316781387E-2,7.7392994386517282,1.875,0.6,-3.10254902613387E-2,0.43622334831085302,0.32476435391855302,2.3842987403431599,null,1.9779310379714463,8.3550350061647816]
[0.30106528705796709,19.908494750168153,1.2689999999999999,0.32200000000000001,-2.4769434895953998E-2,0.43800446909477198,0.32204306359450302,2.39188136032468,null,{"$f":"-LN(-LN(1-(1/B1686)))","v":2.9654895548732374},{"$f":"D1686*(C1686^((E1686*J1686)+F1686-1))*EXP((G1686*J1686)+H1686)","v":7.8641185752859437}]
[0.66771984175661914,25.911154311330424,1.411,0.432,-2.4375509189120799E-2,0.341427929800449,0.29058748637780502,2.35914322903343,null,3.2350591485336415,9.0791962045182402]
[0.51547807620721842,23.693573185000247,1.7,0.33200000000000002,-2.4906078638581901E-2,0.39497488493676802,0.29717864392589899,2.3777410784315798,null,3.1437202797830808,6.3393540861959767]
[0.20995289407480155,17.885121659609393,1.375,0.51800000000000002,-3.2383753277378302E-2,0.44851017575244401,0.30683095764345503,2.4502807423593498,null,2.8553389476881228,11.746282010970432]
[0.78358667676866522,27.433090416260072,1.6,0.79500000000000004,-2.3686212365162999E-2,0.37043680967278397,0.30234401680185202,2.3331048374984902,null,3.2932407599440436,15.908029431216343]
[7.6080063786976293E-2,8.0838300817930993,1.82,0.41,-2.5206446753330301E-2,0.36997578079346799,0.30009893049880698,2.3622188159740198,null,2.0245667129156084,5.3140252500301344]
[0.45955650671286952,22.797758579807478,0.58199999999999996,0.41699999999999998,-2.1785728433484499E-2,0.35653323025456002,0.30314402957653402,2.42680775161553,null,3.1043185161519857,17.780460453191385]
[0.57507493792326458,24.596250046217744,0.745,0.72499999999999998,-2.5572752711679501E-2,0.38419284790751401,0.295720407771145,2.42148140147181,null,3.1819126794149364,25.689520559532337]
[4.1071348009571018E-2,7.2658151957289849,1.7190000000000001,0.67,-2.53889499494587E-2,0.35859345999405301,0.295589734954046,2.40162593044424,null,1.9100579847007775,8.9530396400560956]
[0.18685902331001281,9.8329471250730229,0.71499999999999997,0.52,-2.8057206988465502E-2,0.36799817911305599,0.29551431776516301,2.3370380666466999,null,2.2325929373823055,13.143249468976922]
[0.76147340438723266,27.151795777673946,1.4059999999999999,0.46899999999999997,-2.95252915780089E-2,0.37306537919448801,0.31739805995133002,2.4010994728916701,null,3.2827391959121948,11.46418835029446]
[0.80963363655743792,27.75938032130199,0.70799999999999996,0.52200000000000002,-2.7003945887729901E-2,0.429955754252907,0.301971195058511,2.3534616075572301,null,3.3052855307192637,18.711505494153659]
[0.37125126648888185,21.263770057727125,1.998,0.70499999999999996,-2.1049210798718399E-2,0.34987462014732901,0.29271029320567099,2.4131008748849601,null,3.0330163065931695,11.671709524109129]
[2.63365868377059E-2,6.8144071634319676,1.2130000000000001,0.56100000000000005,-1.98714148704567E-2,0.42188500284080799,0.295468843626427,2.2824659193227199,null,1.8407381380836287,8.4116458381844819]
[0.89755068819701245,28.82363857840933,1.0469999999999999,0.64600000000000002,-3.0534286175711099E-2,0.33731596131006503,0.317308587677058,2.3475521235704302,null,3.3435928501151198,18.8482792793417]
[6.1776397478376599E-2,7.7788576222608228,1.298,0.77200000000000002,-2.4683325587297598E-2,0.42142803397050399,0.321139550481854,2.3464494718648501,null,1.983397836352927,12.948128591685904]
[0.49631768502475992,23.392378420551942,0.69499999999999995,0.42799999999999999,-2.6077549140316899E-2,0.42823005883166199,0.30519556340639797,2.4793391030278902,null,3.1306449876483806,16.842487852457804]
[0.3397173130888701,20.672303634200283,1.3160000000000001,0.313,-2.5623973131048E-2,0.35685003111351499,0.295955952083927,2.3367660936078498,null,3.0041057122853911,6.4659655563143223]
[0.97692729822484559,29.740533972496216,1.137,0.51800000000000002,-2.3236443720248901E-2,0.38181187715614501,0.30829881399611297,2.39588606109132,null,3.3754584191959593,14.721578503739551]
[6.7868976944705839E-2,7.9126658095442792,1.4119999999999999,0.43,-2.94309353262198E-2,0.31820651358860402,0.30861018995667699,2.4919560163180199,null,2.0016705385150702,7.4646125162667216]
[0.65161041048246438,25.689395162276803,0.70899999999999996,0.52900000000000003,-2.9415544859230602E-2,0.38514065758060001,0.27874384551757497,2.3988204181741799,null,3.2262917207761683,18.273458835371979]
[0.25726484395570992,18.98094365279475,0.69499999999999995,0.4,-2.50379421486767E-2,0.37407549839849902,0.29346126901208203,2.3837495470590402,null,2.9164960618239042,13.166094558334331]
[0.29894798025609537,19.865275816613241,0.93400000000000005,0.627,-2.5014849098711101E-2,0.351219520418872,0.28495411925749797,2.3509646939982201,null,2.9632592777126159,16.085336400620434]
[0.71783897131391528,26.584490735107249,0.60699999999999998,0.40100000000000002,-2.6840808510973101E-2,0.433099532971224,0.31083560126797899,2.4891490063266701,null,3.2612184166374112,18.463001899991699]
[0.96246075490531313,29.576283949561994,1.8149999999999999,0.59599999999999997,-2.6744138655824701E-2,0.44993354898523602,0.298953865115966,2.43816824657676,null,3.3698242755766135,12.76194849786723]
[2.9570611880915587E-2,6.9225832843116182,1.7829999999999999,0.65400000000000003,-2.2944463733381801E-2,0.39525301051473299,0.28891845479816203,2.3404705315135801,null,1.8577948692340407,7.9900713366382936]
[0.43307608749940951,22.354551917017851,0.88300000000000001,0.313,-2.8183525169545899E-2,0.33795738975381001,0.31242054661482699,2.4608898665525301,null,3.0842347102829204,10.549833962838736]
[0.9261325943959432,29.158295507249434,0.58599999999999997,0.33100000000000002,-2.6613512375108998E-2,0.33762842301189,0.28809533981903801,2.3190829743542301,null,3.3553414689486702,13.221217171449144]
[0.32947337298612367,20.474299246919585,1.6759999999999999,0.318,-2.3559096035346901E-2,0.38205420278876201,0.31363684037927497,2.4253911395280099,null,2.9942374829951648,6.4446394071952895]
[0.3525513577474032,20.916205359464236,1.091,0.65300000000000002,-2.4975286943415699E-2,0.35560018718500103,0.298312895329849,2.5158689275564399,null,3.0161289881467055,18.666984081618288]
[0.63897603003991821,25.513547901183223,1.389,0.39900000000000002,-2.07337569546844E-2,0.37013509933928102,0.31253995522969102,2.4846762708407701,null,3.219284382125553,10.413901056148902]
[0.43520785563067055,22.390724490879141,1.97,0.66500000000000004,-2.61504241548174E-2,0.40145106880113501,0.30637431926818498,2.4105113216684999,null,3.08588906898895,12.030300539711849]
[0.92584046377912899,29.154901367271176,1.4450000000000001,0.41099999999999998,-2.6100812423533098E-2,0.42137105384894902,0.30875376420466299,2.2595791407961698,null,3.3552230030732231,8.6808484943589725]
[0.64834927498042993,25.644170612889667,1.5569999999999999,0.66800000000000004,-2.7299173067534099E-2,0.427447430485905,0.30671705422515699,2.4674304354066399,null,3.2244942535982557,15.807623754058842]
[0.39497550646562696,21.692353820379772,1.1930000000000001,0.65300000000000002,-2.7883359253399E-2,0.41480551780795599,0.29174873337762902,2.33757288381201,null,3.0534548532538137,14.642694256482432]
[0.99533032199848837,29.947730320731566,1.534,0.60299999999999998,-2.2829981881334699E-2,0.33838817939893601,0.30743602696398598,2.4227596221139298,null,3.3825207280486271,14.022997174616972]
[0.3215763013107299,20.319546983832758,0.57899999999999996,0.58099999999999996,-3.0473855503907101E-2,0.34494654027507798,0.30661061200409101,2.4272765695841199,null,2.9864564693236413,24.720654988575465]
[0.24762570357478431,18.766442574800912,1.827,0.58099999999999996,-2.7025166174472402E-2,0.27386659422994197,0.27935186055566202,2.4289485726451501,null,2.9048158032299938,9.1383075839239876]
[0.59650505031750933,24.909309372617532,1.6359999999999999,0.59099999999999997,-3.48386006687657E-2,0.36896839680578702,0.30723381167361102,2.3149336582534898,null,3.1948247011738609,11.079927117023646]
[0.45883922910475983,22.785924285067182,0.97,0.46100000000000002,-2.3347735747972501E-2,0.37937911331763602,0.28655127501787497,2.3886716573173299,null,3.1037874579192293,12.488641666482502]
[0.26462214148788765,19.141975168272538,1.6,0.55900000000000005,-2.39500007458937E-2,0.41261538289789301,0.30832792815216398,2.2963964116062598,null,2.9251759007054727,10.051316602152246]
[0.76235549257015944,27.16309409905319,1.726,0.73099999999999998,-2.2794483724260899E-2,0.37705236809044301,0.288639283056354,2.44645655075555,null,3.2831631289732766,14.878371488271757]
[0.5574031623957606,24.333677990363437,1.857,0.35199999999999998,-2.9481304775166299E-2,0.346910972739713,0.30529053477295398,2.4678271708777801,null,3.1709528918784544,6.887199424187588]
[8.3489194912648057E-2,8.2305029583767606,1.113,0.69199999999999995,-2.6230621391064302E-2,0.38972094265420498,0.28624610417156499,2.4764210097735799,null,2.0437769409244937,13.765969609134881]
[0.97401485075649108,29.70756495307791,0.69899999999999995,0.52,-2.5722014840883999E-2,0.41430289276087801,0.28644972505213401,2.36425615959195,null,3.3743300520102602,18.499208132717953]
[0.53639694535097082,24.016086470982579,0.50600000000000001,0.39400000000000002,-3.2007891164597999E-2,0.441757083746112,0.29223430040640402,2.37497469467624,null,3.1575339966517988,16.700582012734365]
[0.22305835501010463,18.200057770507733,1.518,0.56299999999999994,-3.20562975478485E-2,0.373948111605795,0.30023420384392802,2.3795380526113101,null,2.8733018189254147,10.675706405798065]
[0.68316224423211458,26.121233603114696,1.6279999999999999,0.71399999999999997,-2.8245202746454701E-2,0.38974136308172502,0.305795755476863,2.4571106392384299,null,3.2432944784583841,15.958122537030139]
[0.44957536367554751,22.632241282547017,0.63700000000000001,0.41,-2.14051833716754E-2,0.37871327581618203,0.29956569796442001,2.3375790801248701,null,3.0968652643852543,14.640363212728692]
[0.98584099024537153,29.841133104194778,1.2030000000000001,0.67100000000000004,-1.8736343538426702E-2,0.337067193181041,0.27358283470411898,2.40106964592615,null,3.3788935818716341,16.317988314729092]
[0.25479334263481324,18.926333617277606,0.54200000000000004,0.64400000000000002,-2.5432936472139001E-2,0.373638349306052,0.31555149282960598,2.4263555320548602,null,2.9135353004794964,28.069806445810595]
[0.40864097353501161,21.933391960078353,1.7529999999999999,0.53200000000000003,-3.1797773315455101E-2,0.41514439214174997,0.302267326067582,2.44677374702073,null,3.0647686352291359,10.580811661499999]
[0.99187919028626803,29.909021505960812,1.1910000000000001,0.68,-2.50598042053615E-2,0.46560797909979301,0.31227815440608397,2.4481005122718802,null,3.3812051178424176,20.289342363216793]
[0.22114517715931303,18.154670365613519,0.50600000000000001,0.44900000000000001,-2.4658658393199501E-2,0.36542071091136702,0.28754059826734601,2.50936384332394,null,2.8707329034478297,20.380800792537794]
[0.90063857610927422,28.860048017767298,0.65100000000000002,0.48099999999999998,-2.63350871773359E-2,0.42494410569311802,0.299871465905172,2.27233695253345,null,3.3448777701021934,16.913866962453536]
[0.77148099677976611,27.279597676959931,0.93600000000000005,0.76300000000000001,-2.5400070405159701E-2,0.36669435710752801,0.29967900140620002,2.4465644546893,null,3.28752409811579,24.746368490946452]
[0.91541529433132496,29.033423318276718,0.93,0.47099999999999997,-3.2248705042843502E-2,0.275664847863338,0.29771412511707601,2.5142577586472998,null,3.3509737790749643,16.766798056821642]
[0.72472417963957048,26.675130946371056,1.141,0.40100000000000002,-3.11077898365585E-2,0.35324434937039201,0.30085590673194401,2.4349909100212401,null,3.2646881101444731,11.075013070905417]
[0.3013920500015449,19.91515115413975,1.669,0.66700000000000004,-2.3214729622166499E-2,0.42657780984065402,0.302420582127092,2.4838620687681501,null,2.9658326112605278,14.10934724268887]
[0.93001958241179816,29.203405904805432,1.804,0.40300000000000002,-2.67975304071182E-2,0.34202520443839901,0.29192453944261998,2.3296394841110102,null,3.3569146283237328,7.0957921163700242]
[0.53061579123786506,23.927595014522709,1.669,0.70299999999999996,-3.1547432818887902E-2,0.363483133503402,0.30191100002348398,2.34869664250275,null,3.1537627397049328,13.084802798237481]
[0.56868536744772991,24.501783975114805,1.7350000000000001,0.79100000000000004,-2.7080991645404E-2,0.40410104832939597,0.312689852671522,2.4112948824605001,null,3.1779834782521417,16.35926979580249]
[0.33926463030231846,20.663617332760325,1.2310000000000001,0.42499999999999999,-2.87073815459939E-2,0.358790351082173,0.29390467913865398,2.3616937319822902,null,3.0036748376444771,9.3711958462630882]
[0.52554659959766159,23.8496039917605,2,0.46200000000000002,-2.3651279403050601E-2,0.41478017720206101,0.29213991986975202,2.4629806129424798,null,3.150427145939537,8.6181010167899359]
[0.69858835176299661,26.328733695774755,1.4590000000000001,0.45500000000000002,-2.61428343922122E-2,0.36563026037650898,0.287522992666779,2.3076316843688498,null,{"$f":"-LN(-LN(1-(1/B1750)))","v":3.2513626466574923},{"$f":"D1750*(C1750^((E1750*J1750)+F1750-1))*EXP((G1750*J1750)+H1750)","v":8.875303860545614}]
[0.95708841274892131,29.514973503806388,1.766,0.73899999999999999,-2.4898259847062801E-2,0.37906842903974203,0.306731712018395,2.4587412438469198,null,3.3677130255707195,16.255752151494434]
[0.84583976534860716,28.204336215132127,1.994,0.73299999999999998,-2.4278048351588699E-2,0.32748017318297201,0.27464479346939202,2.3681967233913799,null,3.3214803543222855,11.58866361312259]
[0.53522749059388086,23.998224384417561,1.956,0.41099999999999998,-2.9497204478599898E-2,0.36167838042141198,0.296259882256727,2.3370318910935599,null,3.1567739099193339,6.6350927146632923]
[0.72589351561980453,26.690481811894969,0.56200000000000006,0.42099999999999999,-2.5661950412815299E-2,0.39832497146317097,0.30649598809662798,2.26598208237988,null,3.2652745483966261,16.389758677027938]
[0.20786876721442571,17.834141636248738,0.84,0.75600000000000001,-2.6395591937629598E-2,0.423190036329954,0.28788173056705202,2.5105945534644198,null,2.8524006206451871,23.706058656883933]
[0.7062385411229587,26.430788250717374,1.6759999999999999,0.32400000000000001,-2.3656587862656699E-2,0.41309295167746202,0.28179911682873898,2.32795783803352,null,3.2553070451950039,5.9028518659366389]
[0.1757889574202316,9.6876027644766296,1.0669999999999999,0.52200000000000002,-1.9596811443759798E-2,0.34205297534295598,0.29491020496784798,2.2952119931457799,null,2.2168665595491288,9.5201919838835902]
[0.79260438681395873,27.546660414162968,1.7949999999999999,0.78600000000000003,-2.4893522271980099E-2,0.413582759331035,0.30587239031886898,2.5037166317589401,null,3.2974496032961058,17.822107664884545]
[9.2600995194627611E-2,8.4022234493531514,1.3160000000000001,0.39200000000000002,-2.6323723213031301E-2,0.34156232085388299,0.29503861455685698,2.3894863577627601,null,2.0658073434818025,6.4672336358162585]
[0.42020126425804505,22.134168693648562,1.9890000000000001,0.55900000000000005,-2.5894016393153502E-2,0.45802816141813801,0.29781951772705401,2.3247108405885601,null,3.0740958590651171,9.311196688932549]
[0.99122894759473201,29.901720675029186,1.2869999999999999,0.39500000000000002,-2.8086918521279799E-2,0.33249727012197799,0.30033187081360102,2.2521546486810702,null,3.3809567877486431,8.5532735330011516]
[0.83532622486330843,28.076128009772557,1.9179999999999999,0.44700000000000001,-3.1886278863378401E-2,0.38451781302183602,0.32498147147211498,2.40696997825447,null,3.3168408703910797,9.1152719825451083]
[0.4370647308027904,22.422160459591503,0.66400000000000003,0.58899999999999997,-2.4372164772248701E-2,0.39736196359347198,0.31284166543250103,2.2458258019766402,null,3.0873245780545449,19.296336688477144]
[9.572327478594933E-3,6.0938651355740188,0.52300000000000002,0.42699999999999999,-2.7522640289366102E-2,0.36307031853131,0.29627084413197702,2.4542201191787498,null,1.7189980755349412,12.884757121087651]
[0.95244803887893092,29.46187780745484,1.242,0.41299999999999998,-2.4684830351393398E-2,0.34080581553122802,0.30285329968490499,2.34555580614574,null,3.3658810445829275,10.173101007518632]
[4.0623651563120089E-2,7.2534321479445545,0.91200000000000003,0.32500000000000001,-2.5819940208758298E-2,0.36928055414841099,0.28152117986744302,2.3855145467274101,null,1.9082193565119931,6.4329038704714776]
[0.41101743414144132,21.974895451365384,1.4159999999999999,0.33900000000000002,-2.7652689540154599E-2,0.40440060889319901,0.295363827163725,2.3090888244458498,null,3.066703857638656,6.6622597838376665]
[0.51406032098743415,23.671480419240343,1.3129999999999999,0.36599999999999999,-2.5168791592090799E-2,0.409418159675426,0.31032386553681301,2.3579487231053502,null,3.1427669919143737,8.5483504593288568]
[0.15365276822822294,9.3825330607455619,1.256,0.38900000000000001,-2.3557749163220499E-2,0.38752237571833997,0.31238550212099198,2.3326841288409299,null,2.1830291204864567,6.8150242937496008]
[3.7349697859577202E-2,7.1607203040762011,1.321,0.59799999999999998,-2.5478150297972901E-2,0.31522701465674702,0.28910973046799798,2.4304970189481798,null,1.8943446805993431,9.5824798067827963]
[8.7371726757814239E-2,8.3047641133259091,1.256,0.64200000000000002,-2.5545138247811301E-2,0.42169445302913999,0.29202424769148799,2.40189832941559,null,2.0533638506235752,11.185219085152081]
[8.2367416206013511E-2,8.2087266985132423,1.667,0.59699999999999998,-2.9421059242977901E-2,0.337751270231407,0.27942614067087002,2.25271891663066,null,2.0409481210135243,6.945288181786621]
[0.86657412254021515,28.454868770983484,1.484,0.79200000000000004,-2.1558003853195999E-2,0.30559309059031797,0.291088282758448,2.4624343082300899,null,3.3304847293890054,18.106168127808132]
[0.19961735430897953,9.9952146388941525,1.363,0.58099999999999996,-2.1922933982583499E-2,0.32924251374566998,0.32037436114836898,2.3931466275383202,null,2.2498625450000538,10.463989625108859]
[0.65094194344030221,25.680134278701317,0.88,0.51900000000000002,-3.4762940953269102E-2,0.36304140234777299,0.31295033852888599,2.3527011326169802,null,3.2259239064217016,16.480269003451848]
[2.7576965262412267E-2,6.8566423074468421,1.2390000000000001,0.69299999999999995,-3.3093318737038899E-2,0.40752609814712998,0.28881029754725002,2.3721004063253099,null,1.8474323945422042,11.01062436585636]
[0.9743727719577201,29.711619289187965,0.80500000000000005,0.68400000000000005,-2.4687151608241399E-2,0.41753400042739103,0.30718043652523902,2.3213002994807299,null,3.374468880662401,22.70280238835954]
[0.10793417075399558,8.6731146652737987,1.22,0.59599999999999997,-2.8927506326162498E-2,0.326460067683775,0.306445224550698,2.3785276118919501,null,2.0996005317236834,10.574168736814256]
[0.95545427509490422,29.496290224236947,1.611,0.307,-3.0184745989369401E-2,0.41790227489401799,0.29913074044710503,2.3978564537807299,null,3.3670687719853603,6.67321450848838]
[0.62610123650179106,25.332556736474377,0.93500000000000005,0.56699999999999995,-1.7018715157799E-2,0.41862629108222998,0.29552208191003299,2.49788075371867,null,3.2120204026247432,18.586863450559019]
[0.61642194813572992,25.195258652436422,0.97,0.69799999999999995,-2.90749721726428E-2,0.414724119959616,0.30011842748884099,2.4010761124920799,null,3.2064745992135419,20.584301992524043]
[0.58086445139570064,24.681392449290158,0.57799999999999996,0.499,-3.01593504852384E-2,0.33853708504960101,0.30504230331196303,2.4128631852864402,null,3.1854408903928517,22.301950567545806]
[0.59218379760368289,24.84664130650231,1.206,0.502,-2.4969103347160002E-2,0.38688446361651102,0.28032369741942698,2.4851244143190199,null,3.1922532947546873,12.949554753265442]
[0.68885012321590933,26.198012571392098,1.3879999999999999,0.73299999999999998,-2.8482331055109E-2,0.45991294651806203,0.29687648137885703,2.3800808801839302,null,3.2462874478816772,16.874907867186447]
[0.44063404431857178,22.482400166823002,1.952,0.76100000000000001,-2.9888139009713599E-2,0.37000098415359201,0.28244046413208401,2.4197241567020802,null,3.0900696499836169,12.631734504122582]
[0.14879565486418667,9.3127087610947399,1.546,0.57299999999999995,-3.0804855838166001E-2,0.387252661018258,0.293154684490879,2.4940302281620199,null,2.1751203568867297,9.7635821720372942]
[0.51078583357162943,23.620337613948735,1.8029999999999999,0.38700000000000001,-2.8012180747665202E-2,0.39057686223836702,0.28458894640905102,2.4870039152166998,null,3.1405567204113152,7.5410320669195308]
[0.63471242974376019,25.453814741318865,1.6890000000000001,0.52500000000000002,-2.4235782077827499E-2,0.393187360049497,0.29598668028601099,2.49502840476636,null,3.2168928553208014,11.518015153256718]
[0.93536232523655904,29.26525749066251,0.57899999999999996,0.65300000000000002,-3.1075558035720999E-2,0.33497458779942701,0.29350049987198101,2.3256814012533802,null,3.3590675963812511,27.271377003071283]
[0.34737771733775136,20.818427124518308,1.371,0.55500000000000005,-2.6294726195143801E-2,0.37974707944340502,0.281503746428655,2.5040735168055899,null,3.0113263068680416,12.708690025322941]
[0.45100347507441174,22.656035496232555,1.4179999999999999,0.79500000000000004,-2.6042908939900099E-2,0.32751590447072298,0.28778137998520797,2.38616541763199,null,3.0979401450790549,16.203727996448883]
[0.40357882929142708,21.844580329826428,1.5009999999999999,0.51900000000000002,-2.7175916898089399E-2,0.34482683783161,0.29613752304808399,2.4142181414369599,null,3.0606149026669511,10.642582491202033]
[0.98951646202911969,29.882481668793311,1.673,0.44400000000000001,-2.2646542709258099E-2,0.36271735527950799,0.29242114307413403,2.4093904639146402,null,3.3803020975848219,9.1942566510079189]
[0.95149850159366189,29.45099716183644,1.4810000000000001,0.65700000000000003,-2.3812929041297601E-2,0.36688460210600199,0.31152586226808399,2.52422216199365,null,3.3655052107430286,17.680881527438942]
[0.48599267340309338,23.227659992326483,1.218,0.71599999999999997,-1.60721898873489E-2,0.33334820481144001,0.30550487624749201,2.38340852557159,null,3.1234213229010139,17.499693226891143]
[4.2299365963442526E-2,7.2994392241218975,0.64900000000000002,0.44400000000000001,-3.0245188825997998E-2,0.44053154729508298,0.30816177044888499,2.4552691460301901,null,1.9150334152878712,12.187242545005333]
[0.71729388101758396,26.577296371063539,1.4690000000000001,0.58899999999999997,-2.5465809717830499E-2,0.37678950555622998,0.30664737308484602,2.33224529405804,null,3.2609425009595681,12.569377743439965]
[0.90809053264493966,28.947658178077415,1.587,0.30599999999999999,-2.33183062526496E-2,0.36364619073388998,0.296743561183548,2.4710497161698899,null,3.3479628562406991,7.0315918976686058]
[0.35383111455995453,20.940280990299371,0.64900000000000002,0.67600000000000005,-2.7962082027965199E-2,0.38411461872268299,0.292103436980514,2.3088881166895598,null,3.0173080055370698,22.229678063039003]
[0.55771096577869528,24.338286746597014,1.115,0.49399999999999999,-2.4206043250655E-2,0.37778444257150801,0.30595813984176801,2.4186286653508402,null,3.1711463015168908,13.565913147992779]
[0.15049303253535595,9.3372374925659187,1.8939999999999999,0.47799999999999998,-2.0316240102544299E-2,0.41499395921048698,0.301138224710573,2.3915410764205598,null,2.1779057915909652,6.7352104349811261]
[0.56648074529032633,24.469066885161997,1.1679999999999999,0.48699999999999999,-2.32797297446251E-2,0.25741807104849201,0.29936264716024202,2.4163780581622301,null,3.1766190422966609,12.441607012025219]
[0.54131270891660921,24.090957057193137,1.95,0.76300000000000001,-2.29951242879637E-2,0.38973915330443998,0.27050205263775401,2.4117460063748202,null,3.1607136974181125,12.681442111915207]
[0.19951160885389319,9.9938913791487938,1.6080000000000001,0.57499999999999996,-2.6762229252728399E-2,0.45312735911774299,0.28837310060071097,2.45678256651563,null,2.249722916295144,9.619565974133824]
[0.16272508981792655,9.5100594483045136,1.288,0.57699999999999996,-2.4990230046069799E-2,0.402462683448083,0.29829332097054001,2.3769026018583399,null,2.1973137865956254,10.1482874449646]
[0.8095624680368374,27.758496003806229,0.55300000000000005,0.73,-2.7771425547509599E-2,0.36359495011750298,0.28686927272797003,2.39074174845079,null,3.3052530820632828,31.676917411996218]
[0.30984061980406286,20.086018980175357,1.2010000000000001,0.34799999999999998,-2.6528221906909899E-2,0.39701162925026501,0.31527246069814802,2.4082498487493802,null,2.97459869968857,8.7199470659954912]
[0.11232204271895774,8.7470328714690666,1.4379999999999999,0.71699999999999997,-2.6334894378113299E-2,0.36531944803498001,0.30605168863451998,2.33984273147269,null,2.1086262816820862,11.042931401274723]
[0.18265658993293221,9.7782919272075173,0.83399999999999996,0.41899999999999998,-2.2609621113283102E-2,0.37344669471953101,0.31440478168123098,2.4681748887399699,null,2.2267082336034676,11.25992657415547]
[0.26883591740052704,19.23319613861544,0.67200000000000004,0.69799999999999995,-2.45228029060757E-2,0.38241587578745001,0.32909642146396001,2.42960459893078,null,2.9300596088294073,27.34106569353639]
[0.68971515859242505,26.209661613792253,0.879,0.35699999999999998,-2.6087450953965599E-2,0.408798104879113,0.31458946712122898,2.4190207161945501,null,3.2467407647206898,12.152839993245882]
[0.34363875340015171,20.747309266044056,1.55,0.7,-2.72917760078225E-2,0.36489006104561,0.31726964291243298,2.4010123931801899,null,3.0078185801650363,14.648107281767016]
[0.12714022691123372,8.9865434105129491,0.58299999999999996,0.52500000000000002,-2.6824144775619299E-2,0.38338819661795998,0.28965593020770602,2.3880242131876299,null,2.1373229735075654,15.277695713964148]
[0.23156619532964251,18.399575689665632,0.7,0.66500000000000004,-2.9961388116359001E-2,0.39141771834869299,0.29867461857878203,2.3773893763382601,null,{"$f":"-LN(-LN(1-(1/B1814)))","v":2.8845168243254724},{"$f":"D1814*(C1814^((E1814*J1814)+F1814-1))*EXP((G1814*J1814)+H1814)","v":21.733274485473299}]
[6.9226856087429844E-2,7.9416588875885541,1.3340000000000001,0.61699999999999999,-2.3427542810681001E-2,0.40976077750828599,0.29623012377123198,2.4218703280515501,null,2.0055860392532359,10.479932956696423]
[0.85936420681128134,28.36809499356092,1.478,0.65,-2.2041848105120401E-2,0.44142041104128898,0.30237030509467699,2.3825598267294299,null,3.3273751697844873,15.044180197133809]
[0.16039427047413501,9.4776426620786616,1.137,0.69899999999999995,-2.9479745557181601E-2,0.35049034190516398,0.30577523833695203,2.3319648739062901,null,2.1937020085689203,12.84486727982558]
[0.92971536753823403,29.199878746736111,1.554,0.35199999999999998,-2.0214595704043499E-2,0.40762383602889202,0.30543363726662898,2.3816020482546398,null,3.3567917129926088,7.9383332340693329]
[0.38874854990229202,21.581137715958796,0.57999999999999996,0.623,-2.7680186385543201E-2,0.48315435570076098,0.30939894418234098,2.5452533983508201,null,3.0481911351473632,28.294083166007955]
[0.51817090061565541,23.735451757386762,1.1930000000000001,0.53100000000000003,-2.54127739464781E-2,0.376838561260327,0.308351092626788,2.3385013686704998,null,3.1455248208247402,12.824502865293983]
[8.2465481309711541E-2,8.210636255279308,0.749,0.78200000000000003,-2.479619137634E-2,0.42088609083788298,0.317811288235822,2.36939022775536,null,2.0411965010206705,19.186493676383421]
[0.27482472389990753,19.361622129916249,1.93,0.73799999999999999,-2.68372774442233E-2,0.38609180903434798,0.29741502685708798,2.2469677477208698,null,2.9368949713645094,10.60315383708283]
[0.35888854286757388,21.035001298907488,1.6339999999999999,0.59599999999999997,-2.6495518857674299E-2,0.38934492662325998,0.30265655609883202,2.3478201708968598,null,3.0219331406067798,11.086710635688458]
[0.15968555066206291,9.4677392306129349,1.919,0.61699999999999999,-2.9974626465589599E-2,0.48336422875898499,0.32080835126298901,2.5500799823036502,null,2.192595987026956,10.924559497233108]
[0.98523899104462409,29.834353352310387,0.754,0.45400000000000001,-2.60748377235346E-2,0.38840931757777197,0.321828176808787,2.3578721347570899,null,3.3786624439472068,17.341959724228037]
[0.93358996029967278,29.244758895620119,0.89100000000000001,0.69,-2.38978557273655E-2,0.39929258581048199,0.285763858916883,2.43169387877807,null,3.358354582191887,22.173930563743472]
[0.38616740726827303,21.534776447600066,1.357,0.56899999999999995,-1.9656059092824099E-2,0.383858232459792,0.27886341625571098,2.3796303110699601,null,3.0459887030492543,11.690764891059183]
[0.15348426302526119,9.3801293220814443,1.573,0.435,-2.5721625691103801E-2,0.42797769381981299,0.31485438646888497,2.3234604674384798,null,2.1827578963153806,6.6442538789347703]
[0.60430062832507636,25.021791688017316,1.4279999999999999,0.432,-2.05328186023724E-2,0.40520708039733,0.28833595061435802,2.4084158608097401,null,3.1994235694952486,9.5475102127651947]
[0.8888763769247332,28.721022918626417,1.194,0.67400000000000004,-2.7294265279738099E-2,0.38256788708344502,0.28849156491309802,2.3385358113207602,null,3.339962545432638,16.150024582624656]
[0.28246943122410484,19.523541512577168,1.5780000000000001,0.45700000000000002,-3.04185996237618E-2,0.44117953978383201,0.273490259092393,2.3834410142950699,null,2.9454469009380682,8.2493919419966204]
[0.71935901009996794,26.604538521926184,1.6739999999999999,0.40899999999999997,-2.8461458069210299E-2,0.444321169257753,0.29363094674456103,2.2424982372392801,null,3.2619868806867154,7.1861149533300326]
[0.93988485828346435,29.317475800182667,1.274,0.52600000000000002,-2.7920944025333301E-2,0.37566843384667498,0.31281630658117698,2.3954906695112599,null,3.3608816410640556,13.880179473261954]
[0.92203822550796843,29.110675858822344,1.5209999999999999,0.48399999999999999,-2.3886342014748398E-2,0.47256200711979202,0.31222878812336802,2.39620783830286,null,3.3536781130192783,11.738421370010187]
[0.65587388565701221,25.748349542679684,1.3149999999999999,0.56000000000000005,-3.0540602004147099E-2,0.33681528339144301,0.30778908781384001,2.4609293963910601,null,3.228630043489467,14.385808955589743]
[0.65063796011627262,25.675921347667547,1.76,0.67500000000000004,-2.6418567348025199E-2,0.43127266695469602,0.30351635726100501,2.4748375845222998,null,3.225756536718611,14.749062001737817]
[0.47530651498765297,23.055326760218232,0.873,0.44,-2.9749570590149099E-2,0.37800682367502803,0.26964209290949798,2.4470338612403002,null,3.1158074206341588,12.978248300973606]
[0.13912214666947509,9.1701640655595789,1.8620000000000001,0.36799999999999999,-3.53607982371529E-2,0.313183587047904,0.29435330425837097,2.4691447489068401,null,2.1587775405442704,5.1064326701520155]
[0.23379656266412896,18.451271081904132,0.91200000000000003,0.50900000000000001,-2.5143142665097099E-2,0.38665877134787002,0.312373851347164,2.4138028308744102,null,2.8874022379175597,14.933844048748401]
[6.1573249973193578E-3,5.8773058900206472,0.52300000000000002,0.63800000000000001,-2.8917703738513802E-2,0.38913964688343,0.28123190045562202,2.49085319800938,null,1.6792946610078365,18.937182346402782]
[0.43204568309607205,22.337035746403245,1.3979999999999999,0.309,-2.2139764310467099E-2,0.39817224336198598,0.29297634686659801,2.3840794824716598,null,3.0834326203399969,6.6096332189504965]
[0.65285871749228774,25.706676388706406,1.2410000000000001,0.55900000000000005,-2.7012885956204699E-2,0.40063019284870399,0.29533894812850298,2.4341801890908501,null,3.2269777172953775,14.259033403611248]
[0.55724725979508127,24.331343167040632,1.3819999999999999,0.57299999999999995,-2.20752755756158E-2,0.38744389675961499,0.29304138518615502,2.3638394696545402,null,3.1708548951234357,12.370738364994248]
[0.91550493786891207,29.034470818873977,1.79,0.63700000000000001,-2.2443342954031699E-2,0.34471869577706898,0.30134660901522398,2.3304105188297899,null,3.351010497271675,11.750999885650916]
[0.44639011348904323,22.579034303408076,1.6319999999999999,0.71499999999999997,-1.87686277504206E-2,0.39996661832506802,0.30676487757834198,2.47729434120349,null,3.0944575003254502,15.938619376181434]
[8.3688825932483946E-2,8.2343628803151461,0.52700000000000002,0.63,-2.8229630131530299E-2,0.30824286361763198,0.29803023591552902,2.36690242158561,null,2.0442775234412411,19.969331678847073]
[0.18328803389906689,9.7865440807939237,0.69699999999999995,0.35299999999999998,-2.9884051590488899E-2,0.41083972875052299,0.298070547862891,2.34139777196095,null,2.2275989666665312,9.032154651302438]
[0.29699945665203409,19.825366685032407,1.2849999999999999,0.33800000000000002,-2.2773267950490499E-2,0.38568088404974799,0.29020113138680398,2.38442113685577,null,2.9611953714639205,7.3016323834374228]
[0.19531173684254099,9.9410491907405287,1.3260000000000001,0.317,-2.73756681539934E-2,0.404936298218533,0.30918765830612299,2.3798284768058,null,2.2441310506500582,5.6950109213608568]
[0.2376669712822409,18.54039749475487,0.58199999999999996,0.623,-2.73067191060192E-2,0.33033957894785898,0.298031217455131,2.4649137207749798,null,2.8923574121551456,26.022092631010107]
[0.51886702286142616,23.746260078081367,0.80900000000000005,0.71499999999999997,-2.4361131046164702E-2,0.35666546119641102,0.29294071655725401,2.36896842295591,null,3.1459900213026972,22.369253743743762]
[0.29930665165995085,19.872607838312575,1.18,0.51300000000000001,-2.4491167335892201E-2,0.39829227215931501,0.29338918860310498,2.39024141524225,null,2.9636379912766784,11.949106233859078]
[0.64468498135691465,25.593219263329608,1.4910000000000001,0.44600000000000001,-2.47042593911849E-2,0.36834241595303702,0.315174336599648,2.38137245053864,null,3.2224652934659939,10.028803556868032]
[0.51782328791712173,23.730051841636595,1.2509999999999999,0.748,-2.22520154185376E-2,0.388597046649726,0.32429728435274102,2.4438940380543399,null,3.1452923221577671,20.510939106928149]
[0.51127104075273977,23.627926179755313,1.946,0.68400000000000005,-2.30880806577991E-2,0.32953964123449903,0.30459149727106399,2.3303561152960901,null,3.1408849892570552,11.162825764987874]
[0.78013621419565315,27.389462176335684,1.7010000000000001,0.64500000000000002,-3.00069299934978E-2,0.42770754447833398,0.288358105883046,2.5056449840810302,null,3.2916191983226519,14.293788021607627]
[0.43121571788530377,22.322911711510159,0.74199999999999999,0.75,-2.4633303360426701E-2,0.46039066761624098,0.30217005294427801,2.3740713788396599,null,3.0827853920146109,24.571767597988316]
[0.76531391391216752,27.200939712050811,0.96499999999999997,0.55800000000000005,-2.7986374019617101E-2,0.423439244079722,0.29978161802784498,2.40145692541945,null,3.2845818553778536,16.886830885130507]
[0.87897203685544667,28.603242053413013,1.5920000000000001,0.78900000000000003,-2.9330252929771001E-2,0.42020304336393899,0.28905888040935301,2.25499496475758,null,3.3357794177909237,14.398843227632508]
[0.69510068051898055,26.28202228933522,1.2809999999999999,0.79,-2.5608638873684801E-2,0.3780520530125,0.29461917755537698,2.5151727914841802,null,3.2495520506638678,21.374596545578608]
[0.42032225696698722,22.136255366041176,1.1870000000000001,0.39700000000000002,-2.5767198866740899E-2,0.37755478212339599,0.29284500438500399,2.3583523863791802,null,3.0741923413977896,9.1569261958532753]
[0.78168025008477227,27.408997132892786,1.2470000000000001,0.44700000000000001,-2.7801661389483399E-2,0.42351988557487802,0.31141659016026302,2.3178019625818602,null,3.2923455930445233,10.918283042430915]
[0.73125520352511864,26.760711433869709,1.88,0.73799999999999999,-2.41602199448709E-2,0.35722176134403599,0.294700750848501,2.3402364563857798,null,3.2679531028166542,12.729011373986632]
[0.32318418094906931,20.351207987035508,1.3420000000000001,0.45200000000000001,-2.3682152065364798E-2,0.408436496533642,0.30247550767810299,2.4545334613001901,null,2.9880533347890301,10.691430176954121]
[0.3181109028370489,20.251039038015833,0.89600000000000002,0.38,-2.4168880697821402E-2,0.45589715077110698,0.30777050655237598,2.4860710530412402,null,2.9829924216380381,12.234157861488921]
[0.42620157542799419,22.237292266145253,1.48,0.55000000000000004,-2.7734120501857799E-2,0.37794072538120299,0.31782284355766999,2.36121231169846,null,3.0788529195553003,11.758254366346518]
[0.8708956610027111,28.506706992428338,0.69299999999999995,0.754,-3.0495176513406198E-2,0.44368628486603001,0.28981416097111201,2.42275404757748,null,3.3323377606450602,28.429598928675954]
[0.99860423145060639,29.984389384109736,1.218,0.37,-2.8076240466355901E-2,0.32072356121698598,0.29041806450926799,2.3921866038008099,null,3.3837650785667073,9.2807742631427459]
[0.408349255065384,21.928288960802874,1.512,0.36599999999999999,-2.79220508624799E-2,0.36245924475707397,0.303733928662554,2.3985462788885701,null,3.0645304340260315,7.5781491105153655]
[0.53435727350610984,23.984920145257551,0.77800000000000002,0.46,-2.5707005049705599E-2,0.34095429101732699,0.29871840436524899,2.44741645265775,null,3.1562073978533096,16.436622987833495]
[0.11036024167869274,8.7141661526965368,1.3160000000000001,0.77100000000000002,-2.3648895336931802E-2,0.47779136217504498,0.28292708356687701,2.3957020490045902,null,2.1046231851734607,13.118533063202555]
[0.29646955795119267,19.81449081828729,1.006,0.51300000000000001,-1.87452471010351E-2,0.377872853579451,0.28822951814075598,2.4007590416866802,null,2.9606321848057435,13.23106660425462]
[0.3594128764571155,21.04478322441237,1.085,0.51200000000000001,-2.6009737335259998E-2,0.32959680862774698,0.30231687447514,2.4377739508641798,null,3.0224095692026114,13.748971966591119]
[0.82022474458651407,27.890551602211168,1.131,0.78,-2.6304378632662301E-2,0.34393570623563602,0.30105181510089901,2.3259896888618599,null,3.3100870306235253,19.738175451150582]
[0.4132903918290507,22.014479212454219,0.56200000000000006,0.376,-2.68669384248124E-2,0.39182634009456802,0.30386995769122599,2.44707556553286,null,3.0685460830023978,16.43344016613824]
[0.86409917714293161,28.425122797225907,0.55100000000000005,0.54200000000000004,-2.8972321256884901E-2,0.31915299396941199,0.28176588046414203,2.3954619268458601,null,3.3294198641935027,24.152335048045632]
[0.12451619048702922,8.9451899587825494,0.97399999999999998,0.46200000000000002,-2.4562045004649799E-2,0.35925445879568402,0.29153952806620598,2.38771994882342,null,2.1324268425564878,9.5398319800907458]
[0.69731144645669951,26.311645287199092,1.244,0.69199999999999995,-2.6453557558607801E-2,0.33016580366699599,0.30441327147258501,2.4180599144818,null,{"$f":"-LN(-LN(1-(1/B1878)))","v":3.2507006576121533},{"$f":"D1878*(C1878^((E1878*J1878)+F1878-1))*EXP((G1878*J1878)+H1878)","v":17.715249843945962}]
[0.941132801042314,29.331862734379765,1.0609999999999999,0.54700000000000004,-2.4165433152451201E-2,0.45300622628786602,0.310861897876334,2.3644575115722399,null,3.3613808600164896,15.940738729222357]
[0.12133264938592048,8.8944295054911517,0.77500000000000002,0.38300000000000001,-2.3024418692960499E-2,0.39313892837766101,0.31639143655841301,2.39032344959488,null,2.1263839137671132,9.6845924121634575]
[0.15260083589668039,9.3675055222729888,0.76,0.311,-3.02526373633616E-2,0.384144143762081,0.33744521688167001,2.4592755891248799,null,2.1813322872508807,9.1569878251881622]
[0.64150177344899439,25.548839669266854,0.55400000000000005,0.58799999999999997,-2.30477441912692E-2,0.39073515501587802,0.28144960261244401,2.3125937462414501,null,3.2206946690334028,22.014341463406613]
[0.87713393726490907,28.581310785415756,1.22,0.32700000000000001,-2.8736340895904398E-2,0.40827170989536199,0.28874384575960899,2.45218698599925,null,3.3349985660814427,8.6765979311421866]
[0.46518582045104229,22.890317248984537,0.86199999999999999,0.46100000000000002,-2.85591569723554E-2,0.31961900984320102,0.31571993996277298,2.4651164651916901,null,3.1084623380715288,16.222228840981039]
[0.6978809922451763,26.319269264616427,1.962,0.56299999999999994,-2.8535762046675801E-2,0.40675296542505901,0.31136582279542202,2.3643355922200602,null,3.2509960575603398,10.378726758432787]
[0.57248714267160605,24.55805455519959,0.8,0.316,-2.7052822628467199E-2,0.331525568142233,0.28962668747774301,2.4428739337027401,null,3.1803258437339026,10.808495240760037]
[0.32561500943351407,20.398924635670838,0.51600000000000001,0.78200000000000003,-3.1174429661251699E-2,0.37749660801259599,0.29535382214217498,2.4475572180268501,null,2.9904551791195533,35.10909309258264]
[0.71849240318992547,26.593111444569832,0.74399999999999999,0.59699999999999998,-2.31897945835806E-2,0.40739074654601798,0.29290248332036301,2.3884223591375102,null,3.2615489347459561,20.604494194242896]
[0.11928069359464133,8.8613581418110083,0.66900000000000004,0.745,-2.8084156757508499E-2,0.45525218292977998,0.29114053688430402,2.5180358339243099,null,2.1224270505813685,21.857025335640838]
[0.42625977253748704,22.238288896409802,1.292,0.72799999999999998,-2.2736923741018801E-2,0.32868258020881103,0.28229490829447301,2.4161001074064901,null,3.0788987835516388,16.084932657973969]
[0.55244456162767508,24.259256470783477,1.52,0.40400000000000003,-1.9291842466920901E-2,0.37108919072526603,0.30927886942615102,2.4401779361909801,null,3.1678245496774129,9.2503238165069828]
[0.55708131592057664,24.328857605058158,0.60199999999999998,0.46300000000000002,-2.4997143290964599E-2,0.39684080632125901,0.30194448202145102,2.5473954529642202,null,3.1707505610368525,21.782000794802045]
[0.50586088935159113,23.543107342408938,1.5960000000000001,0.61399999999999999,-2.7335014954462999E-2,0.4209735477032,0.31949333544737402,2.4633281847380002,null,3.1372097209057941,14.398146104448772]
[0.12659977531234468,8.9780613260787074,1.8049999999999999,0.67600000000000005,-2.4041849634418602E-2,0.36899681445174298,0.28804967681860699,2.4530088174698101,null,2.1363206757364965,9.7165987869794606]
[0.43810568444088904,22.439754077441854,0.98099999999999998,0.71499999999999997,-2.9880825551015799E-2,0.35177077432276699,0.30544854889318901,2.4096608650156401,null,3.0881270837519694,20.731557145552632]
[0.33092233923729963,20.502491281108362,1.627,0.56000000000000005,-2.57923658375201E-2,0.34486762387566899,0.33290496823340998,2.26130429612558,null,2.9956484919934963,10.198764912323506]
[0.94344202592914272,29.358459548754585,0.81599999999999995,0.438,-2.59581198633668E-2,0.42901946231725502,0.30020324649178198,2.4193771901972299,null,3.3623030994565339,15.441616642982074]
[9.3025399024172506E-2,8.4100109791643725,1.1180000000000001,0.6,-2.6571600779483302E-2,0.37482502020874098,0.29506154914635901,2.4131658214954701,null,2.0667949796380589,11.430822266875754]
[0.91413081290127374,29.018408289057522,1.871,0.71,-2.8336986049941001E-2,0.35101441968401598,0.29409315825253102,2.4218210540043201,null,3.3504473067314602,13.445225489703905]
[0.8111294801912583,27.777958215085473,1.147,0.70799999999999996,-2.9368210147881001E-2,0.364162330657955,0.28223719047565099,2.3454567642455699,null,3.3059669743055795,16.99113016198292]
[0.53381024018161383,23.976551327328067,1.764,0.36,-2.6169189857882101E-2,0.44492772835241701,0.28470074119400002,2.3547932337741502,null,3.1558508779841739,6.4862881307713174]
[5.4045156869892974E-3,5.8219272844197727,1.956,0.72,-2.35543780238456E-2,0.404447117022183,0.30923943953080302,2.4089579648805102,null,1.6688819351594228,8.7636094503841644]
[0.6901994013164896,26.216179503638113,2,0.73499999999999999,-2.69624155925779E-2,0.44463631840164197,0.28433614355982101,2.4650617097912,null,3.2469943155945695,13.940289562303549]
[0.28896203465556858,19.659345904167029,0.54600000000000004,0.439,-3.0844884965789601E-2,0.37924275711430999,0.31597310195855899,2.3886304630297901,null,2.9525635498349079,18.710009806999256]
[7.905268167939361E-2,8.1434988802167894,1.01,0.50800000000000001,-2.4430734100387801E-2,0.39589945101816498,0.306190479625086,2.4482656587717702,null,2.0324264380361869,10.878587226149198]
[0.63437902605450824,25.449135300607299,1.962,0.60299999999999998,-2.2288954683950001E-2,0.44831833625592399,0.30503993660269901,2.37597554318091,null,3.2167052634503164,11.372816941045039]
[0.19336473776348861,9.9163596512496994,1.06,0.70099999999999996,-2.9550602865136898E-2,0.33864675542212502,0.31980801560984501,2.3588176956066498,null,2.2415075774120505,14.55633730495199]
[0.46287729192830385,22.852427927380074,1.764,0.58299999999999996,-3.5665465871341298E-2,0.35601275553601802,0.29898372953908198,2.3241146504799501,null,3.1067681213354446,9.8258049900583639]
[0.29082163395048832,19.697960984857424,1.452,0.59199999999999997,-2.2610797891923801E-2,0.38316146919421901,0.31464608196413402,2.3014639375060599,null,2.9545779040456042,11.610410941552262]
[0.13120399223033496,9.0497529589830386,0.97899999999999998,0.55700000000000005,-2.5739783804227999E-2,0.41002238374191302,0.29429134722031303,2.4328836844841599,null,2.1447606779903063,12.092329070676161]
[0.88338430895185316,28.655793632211186,0.56599999999999995,0.33100000000000002,-3.2346905071536203E-2,0.33262711400238398,0.306666021384984,2.4224754807624,null,3.337648012427604,16.146005485112493]
[0.64655726057038077,25.619271011508452,1.236,0.378,-2.8086287567534798E-2,0.428703838311838,0.3139347339222,2.3646438476337002,null,3.2235032280996059,9.6169109484243105]
[0.19010984039376333,9.8748056421995329,1.62,0.78100000000000003,-2.2024198039074499E-2,0.34974108367314699,0.31859671777391502,2.4068458411323799,null,2.2370764818611844,12.615421374061818]
[0.95169021179575308,29.453194385679673,1.7769999999999999,0.746,-2.79550443489434E-2,0.37680742199406603,0.30124809787124401,2.4379389499745101,null,3.365581117539389,15.586455126189911]
[0.29171696262610358,19.716508693890539,0.746,0.64700000000000002,-2.69003027046858E-2,0.38750736678458397,0.30540327947870399,2.3727168759518702,null,2.9555440032727187,20.962111108289758]
[0.46024002467117719,22.809027286629515,1.8879999999999999,0.56499999999999995,-2.5983944455823499E-2,0.44257398031626699,0.30499676685928701,2.3484562168176,null,3.1048239318211435,10.165125963851311]
[0.53706288907442068,24.026249300860407,1.6220000000000001,0.60299999999999998,-2.6133994616351599E-2,0.34145119776945099,0.30769517099850402,2.3629141958264501,null,3.1579661985248202,11.826429215978894]
[0.81769052715148438,27.859242667379132,0.96099999999999997,0.374,-2.7718334546312801E-2,0.33992829236211097,0.29244908025690602,2.3327811321465401,null,3.3089430663791957,10.452967100278498]
[1.8863910253174021E-3,5.4855912665654882,1.278,0.59699999999999998,-2.9936629210140099E-2,0.33400212497590098,0.28992460360709399,2.42567542114144,null,1.60318467429775,9.020505233473175]
[9.3286356905530443E-2,8.4147905665196081,0.65100000000000002,0.49299999999999999,-2.35845471230429E-2,0.437608173985224,0.32042776020859098,2.3339591384614802,null,2.0674006561965039,12.826319816923593]
[0.41180966030994859,21.988704537751353,1.383,0.68799999999999994,-2.3524215116150299E-2,0.37524381954247399,0.30959012362277799,2.3870644106610999,null,3.067346917186164,15.436590288439142]
[0.81225385967299402,27.7919113694802,0.72299999999999998,0.436,-2.30525947065881E-2,0.39021217931672397,0.27275057370267503,2.5351602739964698,null,3.3064784755958665,16.935229099941033]
[0.80098080849797526,27.651576575773436,1.849,0.42599999999999999,-1.7732664263750399E-2,0.44806611930561102,0.299173336081553,2.4601034623969298,null,3.3013220580794678,9.200240402586827]
[0.21482089264086923,18.003221339950791,0.99399999999999999,0.48399999999999999,-2.5625307615252599E-2,0.43450125568523101,0.29473158945921701,2.3067510464124199,null,2.8621128356311205,11.341633463747591]
[0.68926539649091956,26.203605782099629,0.77400000000000002,0.68300000000000005,-2.5910073220449401E-2,0.39334695407083198,0.28451738418594502,2.4158065304459799,null,3.2465051306186101,22.993168011222956]
[0.78223958270873029,27.416068980911533,0.59399999999999997,0.52800000000000002,-2.2700898984385601E-2,0.38296748029616701,0.294015494311961,2.4450705055152402,null,3.2926084250808008,22.984493031823817]
[0.75929802154706649,27.12390415110977,1.8740000000000001,0.54100000000000004,-2.6017883086175801E-2,0.37661045510308799,0.31037730604520902,2.5171094583876998,null,3.2816918823187353,11.895663253411215]
[0.83423635737574253,28.06279149430085,1.8859999999999999,0.30199999999999999,-2.1207557889821298E-2,0.47889856415979998,0.30680336468408997,2.45158680883736,null,3.3163570219199308,6.6624571762050735]
[0.72835390475268336,26.722741102201812,1.899,0.45500000000000002,-2.00233079936326E-2,0.36863610345361097,0.29266128350690401,2.5018943872423201,null,3.2665058073660833,9.2401535135357697]
[0.72333430881877925,26.656868815958553,1.986,0.77200000000000002,-2.2990960909843001E-2,0.44253178920807701,0.29429478735264197,2.36193509657046,null,3.2639900065674881,13.870439223024414]
[0.76517072869237557,27.199109701021207,1.679,0.39600000000000002,-2.2121069252143799E-2,0.40620864676275897,0.29854598201676802,2.32983244310523,null,3.2845132996735695,7.6807499800398897]
[0.71005596092400769,26.481506416153167,1.2649999999999999,0.56999999999999995,-2.4629065092980199E-2,0.420932996199119,0.30769180423075898,2.4116350222196599,null,3.2572615237140399,14.831718165705434]
[0.57225314678749106,24.554596557174321,1.9970000000000001,0.68600000000000005,-2.5350570745320801E-2,0.361792915280511,0.28743517427146797,2.3321751610721102,null,3.1801820564254744,10.721168703509495]
[0.94411282171395872,29.366179428692345,1.0129999999999999,0.36099999999999999,-2.83583304861523E-2,0.44344599358333903,0.30200011877055999,2.3848908732126399,null,3.3625706255962977,10.730498916310378]
[0.26226694448844756,19.090672644879145,0.84799999999999998,0.50600000000000001,-2.5962476908066402E-2,0.33703324697313303,0.311541566614916,2.4072087742698902,null,2.92241879122576,15.772392029328024]
[0.58883810641936696,24.797963912942112,1.887,0.63300000000000001,-2.9758993669877502E-2,0.40770776052556801,0.30014051466422198,2.33327493498581,null,3.1902513819538374,10.991587479179611]
[2.4603726756933342E-2,6.7537006143058367,1.3220000000000001,0.34899999999999998,-1.9512890443477201E-2,0.435066859159916,0.31107143319435698,2.3431013454810898,null,1.8310366518422443,5.4321171490342444]
[0.82725147296546442,27.977111070684735,0.92800000000000005,0.60599999999999998,-2.65623993670813E-2,0.41840738848405101,0.29998743187280602,2.4674848252439099,null,3.3132429410553743,20.299082375918495]
[0.24907723705170115,18.799007430558117,1.556,0.41,-2.8490260993207901E-2,0.41223128597803099,0.288890822168269,2.3593286010514301,null,2.906597874135942,7.4703723535007516]
[0.75708830546158568,27.095531385728975,1.304,0.40200000000000002,-2.9368518351510602E-2,0.40245041175038299,0.31301057944146099,2.31334740973436,null,3.2806253753860144,9.4378592903241607]
[0.93923482523755453,29.309978097313625,1.383,0.625,-2.29593620608423E-2,0.394440118261003,0.29032118548700703,2.3393928525976899,null,3.3606213759320296,13.786283827107075]
[0.66891543953478039,25.927505475796949,1.724,0.70299999999999996,-2.4476029243348699E-2,0.38410340592596798,0.30782179025630202,2.5265946522248699,null,{"$f":"-LN(-LN(1-(1/B1942)))","v":3.2357025716353496},{"$f":"D1942*(C1942^((E1942*J1942)+F1942-1))*EXP((G1942*J1942)+H1942)","v":16.307663991214266}]
[0.78573646681123921,27.460224175266823,1.671,0.68400000000000005,-2.2976656359734199E-2,0.38460919190496901,0.30837476916883499,2.5025169377924001,null,3.2942479346324696,16.179837163992801]
[0.70317968349655535,26.390049324113896,1.6579999999999999,0.36099999999999999,-2.23506548518543E-2,0.42023002722186897,0.30753206520006299,2.4758465965143799,null,3.2537343553711109,8.3954388180746768]
[0.96109613863929289,29.560726870553989,0.61899999999999999,0.78700000000000003,-2.6356097111299201E-2,0.45512021612805797,0.29960023441740802,2.4205719880899998,null,3.3692889832220669,32.93150723610141]
[0.75126941422653803,27.02061809468227,1.169,0.58399999999999996,-2.0739115544332099E-2,0.43813093413138099,0.29551265746731198,2.3527417477022601,null,3.277803971777542,14.660695047101369]
[0.84664067600813886,28.214070235732962,1.931,0.505,-2.5422564243033598E-2,0.36000237339326402,0.301961482444636,2.5382634183697799,null,3.321831722572985,10.820235865000948]
[0.41495292294133534,22.043363458437209,1.657,0.46200000000000002,-2.32662359522748E-2,0.37148836200943403,0.30411077020092903,2.40164454801493,null,3.0698882144142425,9.1117632209767638]
[1.9538702732444957E-2,6.5627980808650932,0.55200000000000005,0.38800000000000001,-3.1861699921245198E-2,0.33194006690780897,0.317656776150821,2.3527708622616599,null,1.7998976035686254,11.120754231914256]
[0.32888472970631177,20.462828514591031,0.80400000000000005,0.48799999999999999,-2.5407947764723899E-2,0.34622445258873102,0.288306597494076,2.3966511474574399,null,2.993662803220889,14.902405441953746]
[0.84954274102060057,28.249302527524836,1.5209999999999999,0.39300000000000002,-2.76458881116344E-2,0.39650515607021197,0.29384002936126702,2.4098049063411402,null,3.3231024687402746,8.6772611502300521]
[0.21696584928755114,18.054833877423455,0.96399999999999997,0.69399999999999995,-2.84875326428187E-2,0.32800682795570402,0.290029829678221,2.4235040273455901,null,2.8650588398987802,18.482117467457918]
[0.56982957861480188,24.518739329562571,1.407,0.54900000000000004,-3.3248475712558401E-2,0.42508553639498298,0.32357677111668698,2.3823143418038999,null,3.178689853680813,13.181440506587922]
[0.38710059314982304,21.551555723832315,1.222,0.59399999999999997,-3.2155243920042098E-2,0.405913618490997,0.27155837273912198,2.4555461365249598,null,3.046786377483381,13.781138752721237]
[0.7223997644213408,26.644579555268301,1.7,0.36199999999999999,-2.6177950260797899E-2,0.41252417192638002,0.30138646232961502,2.45242209347624,null,3.2635199523980747,7.8681873826033097]
[0.89645384751812707,28.810690604811331,1.236,0.46200000000000002,-2.6293122131136399E-2,0.39931519155223699,0.29447371495278002,2.32950598001641,null,3.3431355068051749,10.977889631309786]
[0.89961560510195038,28.847993039465887,1.629,0.73099999999999998,-3.00451076791905E-2,0.29603787236830398,0.283397766445456,2.3457895966359401,null,3.3444525225342971,13.299352038887154]
[0.54524125670645918,24.150547567426699,0.59699999999999998,0.46600000000000003,-2.8564080092278801E-2,0.31463991430654098,0.32270640128806499,2.3077640425691799,null,3.1632372558881099,19.397316589480457]
[0.15506642704538365,9.4026473150450016,1.772,0.56100000000000005,-2.27792548301093E-2,0.393686139180977,0.30604442773063001,2.3973051053294698,null,2.1852958135695277,8.270637321535407]
[0.27568412513563323,19.379936161477353,1.5920000000000001,0.32800000000000001,-2.6620935006737099E-2,0.383580081178996,0.29296857747517502,2.36711672803031,null,2.9378659227759427,5.9899395679246972]
[0.22589751295150284,18.267055471786875,1.282,0.66800000000000004,-2.62253102557653E-2,0.34003161238434099,0.29275501524311498,2.3818421276714599,null,2.8770818453679778,13.984658950252468]
[0.94187182378648338,29.340378076941985,0.61799999999999999,0.79,-2.29229395566782E-2,0.447370991305309,0.31686250493478901,2.4244856947551101,null,3.3616762204785711,35.057890056692166]
[0.74326999728164256,26.917157205348765,1.879,0.76500000000000001,-2.10420657112271E-2,0.35680300256891601,0.29829151214528099,2.4145376019173002,null,3.2738942630429051,14.499175560334209]
[0.84326798255950708,28.173048363841225,1.6739999999999999,0.51700000000000002,-2.9801145729972799E-2,0.38217484383639999,0.30222287952582999,2.44961337244807,null,3.3203501218810656,11.291978557278757]
[0.48429428373820027,23.200398011232082,1.282,0.38300000000000001,-1.9834797050742599E-2,0.34541569820331097,0.29577293007965499,2.4388364132014502,null,3.1222207083000164,9.2496654074383233]
[0.43075793135922147,22.315115456593841,0.79100000000000004,0.32400000000000001,-2.5487439309495201E-2,0.381322053521301,0.29313446975553997,2.3635827348980398,null,3.0824279521333051,10.010255709436843]
[0.38592563283936787,21.530425883648718,1.4239999999999999,0.79,-2.6962178704041599E-2,0.39729175646849701,0.28210942991933502,2.4240675473710001,null,3.0457817764857382,16.535714233321109]
[0.58208751840589257,24.699324890972928,0.89600000000000002,0.40699999999999997,-2.0389584278829299E-2,0.37408455166995203,0.30573503080339298,2.4065605177289799,null,3.1861824069650191,12.905001342747097]
[0.34525360522821313,20.778072167789766,1.2609999999999999,0.60499999999999998,-2.3734313834128998E-2,0.44904617304045003,0.30837530245242301,2.3284781173793898,null,3.0093374012522345,13.593937656624187]
[0.83734638594709543,28.100825374270759,1.629,0.307,-2.7177629591221501E-2,0.30496640024808003,0.29461822165068002,2.3229038015682,null,3.3177362723393471,5.6763577550620719]
[7.4797794852229038E-2,8.0577318974247287,1.958,0.53900000000000003,-2.6897742273309599E-2,0.37211932286235799,0.29419421702495402,2.3078303350512899,null,2.0211094226399844,6.2088367106931068]
[0.23405722730967804,18.457296637198564,1.696,0.72799999999999998,-2.81907849746456E-2,0.43671729839531898,0.291344761445957,2.3655323475329499,null,2.8877380169920084,12.792170168707086]
[0.24740658329749421,18.761518373243625,1.8480000000000001,0.67,-2.9078837024223401E-2,0.31767996105500301,0.29726968276282301,2.28016703178174,null,2.9045460557056102,9.7011048086070311]
[6.5488253168689003E-2,7.8611241927057494,0.629,0.41099999999999998,-2.3563290079420401E-2,0.35597135075485897,0.30492933104012698,2.4356873478791599,null,1.994671672834134,11.883336686468425]
[0.94792094281806805,29.409953458994956,1.571,0.63800000000000001,-2.6024943735901099E-2,0.40136858078747301,0.30735451914588602,2.46700379022744,null,3.3640862266281988,15.511740696228619]
[0.14339338785544353,9.233695015223752,1.3360000000000001,0.44700000000000001,-3.5570317693382598E-2,0.426785163988809,0.317691254075535,2.3889521708640902,null,2.166094477261745,8.0328258411411415]
[0.80121851344058914,27.654545847519941,0.67500000000000004,0.71199999999999997,-2.6508455176536098E-2,0.430464835648455,0.320682496538787,2.41426165293475,null,3.3014314359185897,29.711809424611136]
[0.76234458494636148,27.162954427506019,0.88800000000000001,0.57099999999999995,-2.40365184650734E-2,0.374950565639948,0.29717744178156302,2.2901260077387202,null,3.2831578893462847,16.265720671382578]
[7.9741521495312884E-2,8.1571648970103077,1.379,0.621,-2.3439403604326999E-2,0.35385237447485002,0.30450543871139402,2.2787490188578299,null,2.0342178742116137,9.0140771226682315]
[7.8403333151438659E-2,8.1305617138031039,1.83,0.75700000000000001,-2.65677487292535E-2,0.34116292036982199,0.300167075545615,2.5224366348165002,null,2.0307275739442736,11.27798312609019]
[0.53356657858651779,23.97282227732569,1.573,0.36499999999999999,-2.7978174350744501E-2,0.36694137962446,0.29846688853832798,2.3677058513617202,null,3.1556919758303397,7.2063128811670962]
[4.8021197471187493E-3,5.7747676867228286,0.76,0.56999999999999995,-2.47564237668545E-2,0.36940754820271998,0.302868358204049,2.3768741533340099,null,1.6599278062791349,12.204812263104452]
[0.85809253233221505,28.352752247873337,1.6519999999999999,0.70299999999999996,-2.7866326081020201E-2,0.346724576402131,0.30576392788173601,2.34325623198289,null,3.3268243511176507,13.923914151627457]
[0.52445466067845259,23.832755016275581,0.84199999999999997,0.64700000000000002,-2.4032295126180599E-2,0.38081727780612301,0.29727354153223801,2.4627255908783501,null,3.1497050687776569,21.826881480753009]
[0.49005560551851268,23.292684168872327,1.8109999999999999,0.76900000000000002,-3.2649716871739502E-2,0.37008815018804597,0.30028183508650103,2.3119467750089102,null,3.1262791725651136,12.849915913902768]
[0.25915392092352008,19.022507848060947,1.5109999999999999,0.76800000000000002,-2.42251789291721E-2,0.393875825168441,0.28664613779274101,2.2993815112658602,null,2.9187436609430595,13.365620605186381]
[8.4840811339903954E-2,8.2565474689443725,0.89900000000000002,0.40100000000000002,-2.0556139394567501E-2,0.34640935088241798,0.30518190818811403,2.4630683434446601,null,2.0471497186824008,9.4697009107844945]
[0.41557496811997041,22.054155779387909,0.91300000000000003,0.54500000000000004,-2.3509298499870799E-2,0.319750079989985,0.29460295995319602,2.4234281355045901,null,3.0703892268536701,16.272724615323195]
[0.7160039426400574,26.560260247105358,1.744,0.66100000000000003,-2.4110459446697499E-2,0.36268590127814998,0.29988205142666302,2.4140663291376701,null,3.2602888338107041,13.1916626653795]
[0.41624986502126138,22.065855932185261,1.7749999999999999,0.434,-2.8765376506581598E-2,0.37308447634479402,0.29224405397891101,2.4372071489620399,null,3.0709321000895051,8.0812464678163121]
[0.2732155209268109,19.327252482822793,1.141,0.47799999999999998,-2.78325133997184E-2,0.36051247369315298,0.30290500852586699,2.3624314669911999,null,2.9350702526533397,11.225717790374812]
[0.61617497082007955,25.191741294758828,0.93500000000000005,0.66500000000000004,-2.1553220040445301E-2,0.34084599760343798,0.310757031449929,2.4031026472795398,null,3.2063321196371395,20.915074293345231]
[0.86054991986919604,28.382390391556477,1.9510000000000001,0.73599999999999999,-2.7640767030871399E-2,0.38973416970442798,0.31744772753955502,2.5255721964710598,null,3.3278881147504982,16.545820530612712]
[3.4224491485251307E-2,7.0683475132715037,1.54,0.57299999999999995,-3.1958319746335798E-2,0.38922050462272401,0.30758983209531099,2.5031605189010002,null,1.8803258608800768,9.3463840258362101]
[0.42033828375711257,22.136531745793135,1.9039999999999999,0.47599999999999998,-2.91503371509804E-2,0.36276840003675098,0.31279685294478199,2.3178723271086898,null,3.0742051197841023,7.9175296861090656]
[0.48296380623509427,23.179008224365127,1.831,0.34599999999999997,-2.2863705628602599E-2,0.40572799422883399,0.31468690016867401,2.3737334362216398,null,3.1212776939333371,6.6327801644206579]
[0.18905986082595061,9.8613251900324279,1.129,0.36499999999999999,-2.58605954036298E-2,0.37715857073947801,0.28923886456987502,2.3731682229531899,null,2.2356347627782283,6.8850829265535847]
[0.79788606057274247,27.612878503044882,0.66600000000000004,0.54700000000000004,-2.45935990494092E-2,0.32702397331560901,0.307879297996345,2.3796432616320198,null,3.2998954578088751,22.172108818056945]
[0.35484355970351411,20.959296946143816,1.0209999999999999,0.54800000000000004,-2.39693702389157E-2,0.43209814230045701,0.29441032825978902,2.41914370186332,null,3.0182382615793579,14.775320663375766]
[0.69300917426896491,26.2539539075241,1.3759999999999999,0.55600000000000005,-1.9457481829681999E-2,0.333463800532392,0.30335446161194801,2.3550839006084598,null,3.248462503735555,12.436212351257494]
[0.90125693067393331,28.867331562312216,1.0940000000000001,0.55600000000000005,-2.4770074949881999E-2,0.40612971689900301,0.32102769426025901,2.4671687934350102,null,3.3451346144678213,18.052150241595278]
[0.15890791305851881,9.4568474432399903,1.4330000000000001,0.56399999999999995,-2.1769444304228201E-2,0.38050141535015303,0.29673587862600898,2.3729114581760999,null,2.1913781681587605,9.1196460523947103]
[0.89543233389622412,28.798624725578488,0.81200000000000006,0.69299999999999995,-2.1172245782128601E-2,0.39373469504981301,0.29933617436306698,2.4527850513471301,null,3.342709132095306,25.220320408436731]
[0.18729139906109427,9.8385354067772184,1.78,0.63900000000000001,-2.8107812729282599E-2,0.41407729248481701,0.28039227565897201,2.3021328368472198,null,2.2331926749607578,8.2186586193589974]
[0.36968460729920971,21.234992464711503,0.629,0.32100000000000001,-2.4630823833565699E-2,0.44988477955675299,0.30064424117146998,2.4754744348697599,null,3.0316288558984139,12.683071808490491]
[0.11577900917542028,8.8042576341419796,1.629,0.74099999999999999,-2.4720590261655E-2,0.414009414161506,0.29959852439639301,2.37969924075349,null,2.1155580308320063,11.04855211869314]
[0.40739917202150377,21.911656614351671,1.4970000000000001,0.59899999999999998,-3.2191639345834903E-2,0.39281090474853603,0.29721552010263103,2.4291660926126699,null,3.063753664042157,12.711367790798011]
[3.3874533153338882E-2,7.0577455246379133,1.4059999999999999,0.79400000000000004,-2.48922279927958E-2,0.37434150330092197,0.29547230587727003,2.4211932181121001,null,1.8787041717447719,12.385159158201969]
[0.94253754837973636,29.348045986544815,0.64700000000000002,0.65600000000000003,-2.5830620459418901E-2,0.37454068842517801,0.32384654204727398,2.386211294632,null,3.3619421125091975,28.890479439454786]
[0.31819762365865856,20.252757973266029,1.2410000000000001,0.45100000000000001,-2.7441702956111199E-2,0.38766213309220698,0.29666756697616797,2.3558190747297298,null,2.9830794851670275,9.9207093649605227]
[0.93909036287108216,29.308311466763705,0.98399999999999999,0.65300000000000002,-2.3388851201955801E-2,0.32700010083986197,0.28856617096345999,2.3393895299763701,null,3.3605635135647671,18.084933041692967]
[0.33845796932741923,20.648124346200547,0.73599999999999999,0.72299999999999998,-2.43909707192944E-2,0.38223364345719302,0.314663783869435,2.3331046000709001,null,3.0029058633444423,23.700028730694385]
[0.81042743594805211,27.769241187937503,1.877,0.41099999999999998,-2.5836925330023901E-2,0.404652571287757,0.31022142393734897,2.3928545238262302,null,3.3056472885647308,8.1704232133655843]
[0.10863352349141053,8.6849953102312512,1.76,0.66,-2.5457348779872699E-2,0.35310722001551598,0.29440443236476299,2.5070339436034002,null,2.1010567320629772,10.116263377173141]
[0.17556747163032926,9.6846487545803441,1.3120000000000001,0.63300000000000001,-2.5804387181752101E-2,0.39853472616278401,0.31005646815751498,2.4136842213251399,null,2.2165443497931219,11.76103421008942]
[7.9956829518190498E-2,8.1614243134659752,1.0960000000000001,0.46200000000000002,-3.0649906104766499E-2,0.30883442487249202,0.29010630008150601,2.4255494752807598,null,2.0347755707955888,8.7985436025636012]
[0.53959316064943263,24.064805920247657,1.3089999999999999,0.48099999999999998,-2.8338775800079999E-2,0.38264612070522003,0.30780002811273399,2.3686761257417999,null,3.1596042261134918,11.234325406357971]
[0.48390375293172583,23.194122585233586,1.2450000000000001,0.41199999999999998,-2.79475542632277E-2,0.40148440962429299,0.31458879923803801,2.4276493991934802,null,3.1219441349585835,10.727069066297014]
[0.14244686455499433,9.2196988126374961,1.427,0.45400000000000001,-2.39829399474479E-2,0.44353257337247098,0.28395036019201703,2.4861005896927102,null,2.1644871195140554,8.1232127360182957]
[0.46278235145104007,22.85086767177819,1.36,0.48799999999999999,-1.8468317193901799E-2,0.38297909901169502,0.31389382572957802,2.4025628114589801,null,3.1066982930906577,11.622347801011472]
[0.83270805421497451,28.044075237191965,1.0549999999999999,0.44800000000000001,-2.73076503738621E-2,0.41666020473312498,0.32575487457136398,2.3920498891188,null,3.3156776014075646,13.916925517465613]
[0.74159600218361088,26.89543616492637,0.78300000000000003,0.52500000000000002,-2.7736726015465799E-2,0.293989476894916,0.31213583492779201,2.4040842805871399,null,3.273071495834051,19.614795873704562]
[0.96984293858981185,29.660252750553923,1.298,0.66100000000000003,-3.2847827941466401E-2,0.32200295527862599,0.31529223326982703,2.31439507222108,null,3.3727085600478781,15.769037592364748]
[0.72886418737257141,26.729424826242131,0.61499999999999999,0.72499999999999998,-2.8093215945595301E-2,0.378024503403186,0.30606894988754701,2.4413397716037601,null,3.2667607194003576,32.027255419576548]
[0.11398073485934268,8.7745982378814613,0.93700000000000006,0.71499999999999997,-2.6933099967243E-2,0.337659587813192,0.29488696429508698,2.3519703235107099,null,2.1119713424885318,14.674211586647477]
[0.36496508141417938,21.14793009823072,1.5349999999999999,0.317,-2.3688682765399399E-2,0.35342062696774101,0.29947301930054199,2.34021801667211,null,3.0274195638053176,5.9905532995457138]
[0.14174397603081224,9.2092751161989312,1.087,0.59,-2.48690811037886E-2,0.40319359916194603,0.30477010152498601,2.4558077243867702,null,2.1632883524997264,12.593817826567053]
[0.45689934700688173,22.753871938613752,0.83799999999999997,0.65200000000000002,-2.7979948266376599E-2,0.33508219956167001,0.30121278719913602,2.2690007220728199,null,3.1023477060198874,18.331372037543623]
[0.65488933464033172,25.734752447531793,1.0660000000000001,0.46500000000000002,-3.10911466423755E-2,0.39979607713408299,0.31392453358001199,2.3961791571812801,null,3.2280912234495505,13.45112333655829]
[0.26472367757067006,19.144181753301126,1.32,0.52400000000000002,-2.3593001769699699E-2,0.32785713990495802,0.300013742123446,2.50361782670802,null,2.9252943169752985,12.543635103696692]
[0.91022273024534484,28.972659511730573,0.60899999999999999,0.57699999999999996,-2.7198683347496502E-2,0.38006381532365002,0.29470312569134,2.3749870608411898,null,3.3488415049230902,23.679492357216503]
[0.71296506852232766,26.520065291369686,1.45,0.63300000000000001,-2.9205420017247699E-2,0.40150993343557401,0.31179675100467602,2.3830575149278399,null,3.2587448785483777,14.644997400810906]
[0.4829139174939765,23.178205601598076,1.966,0.75700000000000001,-2.3709582302457399E-2,0.34795756518849202,0.290929111547584,2.49126819802032,null,3.1212422912751352,13.875555934476944]
[0.33146177657209974,20.512971155722955,1.782,0.33200000000000002,-2.4581468165423299E-2,0.34657790314497899,0.31143250432956598,2.3837265456533299,null,2.9961725014548262,6.0143939785322615]
[0.51409639834317256,23.672042987265108,1.7969999999999999,0.45800000000000002,-2.3453164584217302E-2,0.35948629699055301,0.29066786833219599,2.4250659550096501,null,3.1427912776258888,8.4915320380224593]
[0.62573476939115402,25.327377910784818,1.0509999999999999,0.48,-2.0555942576938199E-2,0.388057564348674,0.28423432921092201,2.3632701034204202,null,3.2118117746337318,12.28629893045043]
[0.44922462647436667,22.626391761402513,1.1910000000000001,0.78,-2.8698884424683001E-2,0.35965502499122598,0.29255259134246098,2.4469373357321502,null,3.0966008408148755,19.627524032122135]
[0.96479016437563792,29.602814532325311,0.88700000000000001,0.372,-2.8677701113626702E-2,0.39548345578567801,0.29538820263830301,2.3901302493704701,null,3.3707364867335241,11.953492568889413]
[1.7380842075755298E-2,6.4739760036952472,1.3440000000000001,0.41199999999999998,-2.7917824083353401E-2,0.45642458682508602,0.28074849947376102,2.4134264460722799,null,1.785070557896254,6.3751548452668825]
[0.50094104756168334,23.465580799782288,1.496,0.55700000000000005,-2.2867362592317801E-2,0.36174602746776802,0.32131096668803499,2.4936658361917998,null,3.1338385731703946,13.866304062991745]
[0.29130130958543443,19.707901533205533,0.80900000000000005,0.33900000000000002,-2.7475219556510899E-2,0.41578250442518799,0.30512527610256002,2.35300201296746,null,2.9550957960252169,10.114388539667766]
[0.79321124631064721,27.55428000792217,1.143,0.438,-2.4341351391001801E-2,0.32814755678833202,0.28657294419081297,2.39224929384915,null,3.2977313481156765,11.147635077337291]
[0.22983809176323977,18.359350350035328,0.67400000000000004,0.73299999999999998,-2.58002223697253E-2,0.36650223244776697,0.278676085944146,2.5107859479751,null,2.8822658426928127,26.646661272519783]
[0.76513185340959911,27.198612817138443,1.744,0.51400000000000001,-2.6310523250083599E-2,0.40638906980676698,0.315625600607152,2.3253523639224301,null,3.2844946846438945,10.158108445282641]
[7.9739507582279323E-2,8.157125028849018,1.4410000000000001,0.371,-3.01882459922755E-2,0.41685005370063799,0.292234796925748,2.46072475635594,null,2.0342126526948507,6.2224126125357886]
[0.18328360870611482,9.7864862987649239,0.72899999999999998,0.64200000000000002,-2.5619067122082201E-2,0.33511749902035598,0.30282370188000801,2.3953413797526899,null,2.2275927324679121,17.373356223407164]
[1.723332794454735E-2,6.4677077342129188,1.736,0.59399999999999997,-2.1452469275821999E-2,0.388158005408339,0.31313212039255001,2.40194979283079,null,1.7840158065980507,8.013394938560797]
[0.55036414264233302,24.227932925320548,1.9139999999999999,0.51100000000000001,-2.65287544014296E-2,0.36734383711976798,0.30541306763541098,2.3918891788803101,null,3.1665049174014941,9.2289329524855006]
[7.6042428457260169E-2,8.0830672320203334,1.272,0.433,-2.9126479753411198E-2,0.31956025420973899,0.28962420121389099,2.3491048007379001,null,2.0244658262352404,6.8245587064572941]
[2.5460751973924833E-2,6.7839826223202415,1.5580000000000001,0.73299999999999998,-2.5595932033855399E-2,0.45083659969481998,0.29361772720822799,2.4292591878072098,null,1.835887820565542,10.950247804292994]
[0.2443904536139464,18.693515211837337,0.54800000000000004,0.52700000000000002,-1.90410383760902E-2,0.35593278337239798,0.30536628675139499,2.38271363075765,null,2.9008133818155075,21.085497915126624]
[0.92988136923371545,29.20180349147347,1.1990000000000001,0.42,-2.8457979787644298E-2,0.40033229108847601,0.286823667647917,2.3787031779444501,null,3.3568587888760453,10.463147374093706]
[0.90385758300102081,28.897937101471523,1.764,0.46700000000000003,-2.4394852780539301E-2,0.30358336979189698,0.28577051903216699,2.3451988504801702,null,3.3462131569142435,8.1532359708142597]
[0.69186096691873278,26.238526752684042,1.1990000000000001,0.436,-2.6164389326084302E-2,0.37268406297637702,0.30398942223544301,2.3246257196820799,null,3.2478631527134958,10.51240458563985]
[0.86965205180833005,28.491802712805924,0.90600000000000003,0.53600000000000003,-1.8821449512183699E-2,0.40110127590859401,0.28302252794020799,2.45331096307511,null,3.3318053375672081,17.081177131090751]
[0.79130623323314841,27.530351284667518,1.6020000000000001,0.64900000000000002,-2.13602017286268E-2,0.354438875153124,0.313741628237451,2.3010096815619301,null,3.2968462841177257,13.008933092318852]
[0.68777544304067817,26.183530144012916,1.3520000000000001,0.56799999999999995,-2.4953352926058499E-2,0.36502999237793099,0.32649820646736299,2.3808177746154602,null,3.2457235844673007,14.281765046827573]
[0.71765295342089575,26.582035888561219,1.968,0.56499999999999995,-2.7968000690748299E-2,0.36092302081933297,0.29640885552390001,2.4001449768445302,null,3.26112427779863,9.9884178486722455]
[0.37492117586575924,21.330944961784791,0.94199999999999995,0.33100000000000002,-2.1393849061143201E-2,0.33557250289519602,0.31307460977207602,2.3544395023182498,null,3.0362475276758825,9.4211328062722597]
[0.79307600253602439,27.552582169445362,0.91800000000000004,0.51,-3.1846127588400303E-2,0.43751088161997898,0.30094185605419599,2.3900549193737501,null,3.297668575108414,15.898541334689391]
[0.37641842516325563,21.358256502338907,0.63100000000000001,0.39,-2.2218924101058999E-2,0.31625189842263401,0.29172819060347899,2.4291608498425301,null,3.0375582760248214,15.174272924463095]
[0.57536928457625469,24.600589112916335,0.95899999999999996,0.626,-2.5178328107699099E-2,0.38585521134018103,0.31191586399707999,2.3700748531029601,null,3.1820927871785796,18.60220272340932]
[0.32384209589403368,20.364140378820263,0.65200000000000002,0.77,-2.7504589659161999E-2,0.39248806704488398,0.29454894059486703,2.3108069067549999,null,2.9887048643258831,25.147550743397812]
[0.50251272225751331,23.490388363419672,1.306,0.36,-2.6040991930255199E-2,0.41662843274229999,0.30178603198238202,2.26641461244329,null,3.1349185373434909,7.4879979205416749]
[0.78641122116994244,27.468732989503508,0.746,0.63100000000000001,-2.7323901840598599E-2,0.37721406621644099,0.29732502016243301,2.3592679030005899,null,3.2945635634071149,21.916681416773226]
[0.79186162982702157,27.537330550497231,1.7050000000000001,0.76700000000000002,-2.4640791996081299E-2,0.39095820487345201,0.28700562929960499,2.48263081831678,null,3.2971045107602137,16.368158134576237]
[0.51172547067126828,23.635030129086829,1.3069999999999999,0.65500000000000003,-2.3986284896911202E-2,0.33899592658803102,0.30251795217329402,2.3710977715382802,null,3.1411921967357448,14.896087787957468]
[0.59052119320052165,24.822468848006583,0.78100000000000003,0.63400000000000001,-3.0763860941917499E-2,0.38864615095358501,0.28895076259237801,2.46375545861205,null,3.1912596761637895,22.321438839419031]
[0.98269482350735704,29.805677881452532,0.60899999999999999,0.53900000000000003,-2.648987336404E-2,0.40645776633938602,0.30173746595609502,2.3948142608413399,null,3.3776842373063651,22.981319195606616]
[0.44629642482557841,22.577466442414398,0.68200000000000005,0.38600000000000001,-2.83531006468308E-2,0.43126909478465097,0.31446622029530302,2.50302689899855,null,3.0943864622095196,16.045613310783413]
[0.13789476359968145,9.1517280077047651,0.92200000000000004,0.45400000000000001,-2.2237802817642101E-2,0.39607076564013599,0.30871407901076697,2.4480880278910702,null,2.1566441539623362,10.774219989103827]
[0.79954611786389196,27.633645893349758,1.841,0.53,-2.4477342712124799E-2,0.36559799239428298,0.298398455187801,2.3927062941327,null,{"$f":"-LN(-LN(1-(1/B12694)))","v":3.3006612984889689},{"$f":"D12694*(C12694^((E12694*J12694)+F12694-1))*EXP((G12694*J12694)+H12694)","v":10.036729758298755}]
[0.52017117562371973,23.766489468606508,1.431,0.61699999999999999,-2.3078037354620901E-2,0.38641073154459599,0.28221148890501202,2.4365058376322501,null,3.146860132324802,13.407030661901926]
[0.8685347452543265,28.478403041363364,1.319,0.38700000000000001,-2.3124437339785399E-2,0.33488463002201002,0.295213129683844,2.3909194017125399,null,3.3313264211898046,9.2032626139395859]
[0.24286611146579007,18.658986995503604,1.589,0.57599999999999996,-2.176071222736E-2,0.43109249378431103,0.30911202890350398,2.4549000823891198,null,2.8989127887491075,12.263945040200035]
[0.88907033495565857,28.723322868661327,0.73799999999999999,0.79700000000000004,-2.5505679371620901E-2,0.41900496537702198,0.30523486840575798,2.3196309476747401,null,3.3400440569251457,27.512018020051197]
[0.45700762524134364,22.755662792590066,1.4790000000000001,0.40300000000000002,-2.3272749561003801E-2,0.38683788890804499,0.30771292201341699,2.44621815264721,null,3.1024282036884712,9.2426471556995899]
[0.66251581375338109,25.839812165515429,0.70699999999999996,0.72599999999999998,-2.7579070974436602E-2,0.42750959551968098,0.28065236995620702,2.4406542006726202,null,3.2322469591401655,25.971273790959419]
[0.99942420897928175,29.993561533747986,0.82799999999999996,0.59799999999999998,-2.5389529021775499E-2,0.37410246842237599,0.31236758225441602,2.5123872894371702,null,3.3840761747622614,24.279889847874507]
[8.7530198507546508E-2,8.3077597877480933,1.615,0.64100000000000001,-2.38397015547499E-2,0.44109747262434401,0.301992215686122,2.4542164772976398,null,2.0537486566917842,10.363983207124283]
[0.12804229653910393,9.0006608288366543,1.6639999999999999,0.53900000000000003,-2.5410581959464201E-2,0.33380536569952901,0.317207852416865,2.48332099640918,null,2.1389889492503142,8.8186165806408106]
[9.697047559744687E-2,8.4815670968230474,1.57,0.68200000000000005,-2.94931428776617E-2,0.35629388423458802,0.28021588093602001,2.44227120253279,null,2.0758244359568425,10.20878274598812]
[0.95565643788969212,29.498602439769495,1.92,0.73599999999999999,-2.9305337295509701E-2,0.374275294839434,0.30644300572807298,2.4395821131772202,null,3.3671485263862668,14.766359983034391]
[0.95398729069161803,29.479504412545232,1.7629999999999999,0.76600000000000001,-2.65874803489334E-2,0.34673791527804898,0.31218207763889699,2.4152371066098799,null,3.3664895943316004,16.094206846804841]
[0.62326723278626694,25.292467717535366,0.85699999999999998,0.49099999999999999,-2.6579065482481099E-2,0.36941798021169803,0.31111716598760503,2.3581594939935102,null,3.2104042871866754,15.738938630715827]
[0.84041808565445053,28.13832124522807,1.3129999999999999,0.498,-2.1879422994624101E-2,0.30815423835281303,0.31488982493341,2.4726596142297699,null,3.3190941525204631,13.632794374428649]
[0.48279453590453059,23.176284791875041,1.766,0.77,-3.24864068965263E-2,0.40409569798056799,0.28733149469207298,2.41039671342878,null,3.1211575617372764,14.143747698001835]
[0.67676384854575133,26.034480574204707,1.5920000000000001,0.35099999999999998,-2.4805387647486299E-2,0.46065055917805398,0.29606125807241002,2.3900518964259101,null,3.2399018869728651,7.494201869878518]
[0.81148099365060489,27.782321412146548,0.61599999999999999,0.36699999999999999,-2.7474763235533699E-2,0.42682825747683301,0.32053530263345797,2.3764298011887299,null,3.3061269505569055,15.728645246661237]
[0.28550416634606701,19.587210548110761,1.242,0.504,-2.1451143992025801E-2,0.38929523050841902,0.29755672316092002,2.4360081467910502,null,2.9487897022784457,11.967549565270392]
[0.75679202741925644,27.091724027864828,1.5649999999999999,0.627,-3.0331451056226401E-2,0.382690927137877,0.30087078562715303,2.3994321623102102,null,3.2804821735842351,13.4445692499558]
[3.6696288663717658E-2,7.141736697861039,0.86599999999999999,0.44800000000000001,-2.27421770854607E-2,0.40777162825853902,0.29454342143852602,2.3590843810633801,null,1.8914797225123439,9.0669699948463087]
[0.9725342960423583,29.690786117798869,1.0489999999999999,0.41899999999999998,-2.8671867795323901E-2,0.36588087623190202,0.30804459822352998,2.48024512247021,null,3.37375530576371,13.662650944421046]
[0.92712422724390697,29.16981287198892,1.982,0.71899999999999997,-3.0925542903611901E-2,0.34470157725959999,0.27608279790583201,2.4253527565940298,null,3.3557433556365814,12.21460854628152]
[0.66996068175376611,25.94178838852811,0.59099999999999997,0.38400000000000001,-2.1772177439043802E-2,0.37130159620544001,0.30607030177272798,2.4280917236721802,null,3.2362642697824611,16.932223238905245]
[0.17389672046663274,9.6623052300690375,1.9670000000000001,0.38200000000000001,-2.2614149550380502E-2,0.38162155584530699,0.30771149479953702,2.3607650756098999,null,2.2141038463818474,5.0912521857510979]
[0.91730161052704851,29.055454452810917,0.95899999999999996,0.64500000000000002,-2.6943748720030501E-2,0.38054346710362102,0.31186800703685802,2.3311576102967302,null,3.3517457558319652,19.446530414042456]
[3.4503590189281508E-2,7.0767640149184476,0.745,0.40100000000000002,-2.4455528031224399E-2,0.35623756858823802,0.315553179421596,2.4939359943424102,null,1.8816113788845232,10.771904886554047]
[0.49150110562422256,23.315753263551123,0.59699999999999998,0.34100000000000003,-2.22185427467478E-2,0.40405126898923899,0.29867492096084403,2.3081441958319799,null,3.1272911122197411,12.299644290127445]
[0.19706971521090999,9.9632362830479622,1.2350000000000001,0.60299999999999998,-2.32999662557179E-2,0.393152665195455,0.29595168498014901,2.3279401371014901,null,2.2464827494351955,10.462699170508918]
[0.44259820805504746,22.515445527900155,1.9330000000000001,0.38500000000000001,-2.27332544139685E-2,0.407540303502892,0.284412923693529,2.3608226823241401,null,3.0915723032272058,6.3521852915004322]
[0.81312990456290779,27.802776086571416,1.911,0.72799999999999998,-2.80581236969271E-2,0.34419593045636099,0.29390770363499003,2.4861393326964598,null,3.3068765783622949,14.236306837683241]
[0.75010173584085216,27.005550315559894,1.278,0.56699999999999995,-2.5171363834165301E-2,0.40359833968990899,0.308734734255946,2.4138552312559298,null,3.2772355221374823,14.757116388264373]
[0.65546849287031472,25.742752121611026,0.59199999999999997,0.74299999999999999,-2.5563915149723299E-2,0.41396034760843198,0.32350447975936603,2.39625240519698,null,3.2284082663780449,32.92047607086397]
[0.96527644646367028,29.608348952550237,1.3169999999999999,0.34,-2.19546928775716E-2,0.37222256976747198,0.29226528954838998,2.4355623897937302,null,3.3709266739429684,8.5738472873002234]
[0.87001479332313836,28.49615116025133,1.05,0.42499999999999999,-2.8728666169569501E-2,0.35936352099882501,0.29928664422026202,2.3414254942345698,null,3.3319607057213099,11.554137905213642]
[0.68032831961173423,26.082860010137363,1.26,0.503,-2.20361022068284E-2,0.29956709161640799,0.29715205949572299,2.40384772391144,null,3.2417952482976977,12.202009788463691]
[0.9486646427703288,29.418491958223832,1.155,0.34200000000000003,-2.7713659280143702E-2,0.410451199811668,0.30689583591281699,2.5142051951440401,null,3.3643815899864062,10.755156886286581]
[0.70516091257204172,26.416446104273959,0.78600000000000003,0.437,-2.4899091955869899E-2,0.34077076530200601,0.29999949955648703,2.2823532818027101,null,3.2547536615850285,13.588331925320031]
[0.73372933464350043,26.793031805835469,1.4910000000000001,0.40200000000000002,-3.14751791589662E-2,0.341419807778573,0.29466949411005,2.3882582943187298,null,3.2691833931060428,8.4664683405042762]
[0.43652036153505758,22.412951490453693,0.72099999999999997,0.72599999999999998,-2.84529069360097E-2,0.36025526774070299,0.30107284693741598,2.4307394090746701,null,3.0869042681550245,26.520528627550846]
[0.59480028984829147,24.884613638688798,1.155,0.65200000000000002,-2.8443825055738201E-2,0.30520473382700097,0.29975488111085902,2.3367207296167298,null,3.1938121712460985,15.692138868331309]
[0.41457446665433362,22.036793382718592,1.4890000000000001,0.59299999999999997,-2.26449389727626E-2,0.437453226763377,0.30611402873878002,2.3631201524489902,null,3.0695830884619495,12.535651497001066]
[0.71378502689028001,26.530919242690892,0.64200000000000002,0.38700000000000001,-2.25043920899562E-2,0.415907254122373,0.32180371143800701,2.2742746297304701,null,3.2591620319687906,14.369521242751672]
[0.84447485800503286,28.187736928060186,1.647,0.502,-1.73939489161915E-2,0.39337076305551,0.301966052445438,2.4976364946164802,null,3.3208808860486672,11.93854668964144]
[4.6480454432773599E-2,7.4104059417651413,1.097,0.57499999999999996,-2.5155738331193601E-2,0.38697253755467098,0.28207245669631997,2.4607533431728599,null,1.9312793463721631,10.923074543084892]
[0.77658008386800792,27.34439677735287,1.298,0.66500000000000004,-2.48382734579768E-2,0.40931948069832902,0.31149941164258199,2.3933208082248698,null,3.289941454758484,17.026819362493125]
[0.77031016836312394,27.264688608336005,0.78500000000000003,0.42199999999999999,-2.8394237567926299E-2,0.45898078460884001,0.298489183303561,2.33420033895626,null,3.2869670811891978,13.546559752073247]
[0.64379775941205308,25.580860841850662,1.9219999999999999,0.71299999999999997,-2.3655591929975701E-2,0.401837748598943,0.29026429431001799,2.4177261696938399,null,3.221972541209011,13.118963481647157]
[3.0441439595204955E-2,6.9506870454792633,0.58899999999999997,0.35399999999999998,-2.69358712765553E-2,0.31575980546407401,0.31018267810088701,2.5025870704278002,null,1.8621787526137474,11.364373994941861]
[0.22831004831147672,18.323655681909955,1.333,0.433,-2.3497440644213101E-2,0.34816267624327002,0.28071441139615799,2.4504507180080601,null,2.8802641401511093,9.1628092781217081]
[0.30827440922045912,20.054520771518842,1.9910000000000001,0.66500000000000004,-2.7191132256342201E-2,0.29922642434756402,0.29628253023129197,2.4992475223563999,null,2.9729885057368586,11.40300063734098]
[9.4838666978363628E-2,8.4430848627786474,1.4239999999999999,0.66800000000000004,-2.9197625998738898E-2,0.44180312248533099,0.31299893988196598,2.3748999559469399,null,2.0709786381384139,11.033849007631032]
[0.27168773175765037,19.294527897061197,1.0489999999999999,0.59899999999999998,-2.97008319870373E-2,0.35111637050199801,0.30969912640028302,2.4355581247756901,null,2.9333297705838492,16.384004959217336]
[0.10353430892221471,8.5974697518223611,1.5209999999999999,0.48299999999999998,-2.6669661108861101E-2,0.40041357715075998,0.30462602491595703,2.3700171288495602,null,2.0902786063372316,7.4201990392195736]
[0.71304291412771459,26.521096017121266,1.829,0.35799999999999998,-2.82799852901808E-2,0.35943510340324197,0.28660624462678902,2.28906055819037,null,3.2587845002450839,5.7743770703300177]
[0.21829205815230512,18.086617917523004,1.2509999999999999,0.40600000000000003,-2.43456410297208E-2,0.44567459360254003,0.296888869621173,2.3296358460877702,null,2.8668687377650564,8.4961017054433654]
[0.30414097989313804,19.971006644408373,1.7789999999999999,0.75800000000000001,-2.35625989977685E-2,0.44361678014684902,0.30660795838822802,2.4556682278678901,null,2.9687066503294854,15.30263491247665]
[0.58463328178926854,24.736590208675938,0.70499999999999996,0.38100000000000001,-2.9775927097610101E-2,0.38559756104954801,0.305782205809983,2.5039443219100601,null,3.1877215920296882,15.826488105241808]
[0.82583793259677829,27.959727856208449,1.3959999999999999,0.309,-3.0133927575590198E-2,0.47351755333930801,0.30752500656706799,2.4357314783405499,null,3.3126099575665005,7.9334328567796844]
[0.25280294323786745,18.882161130170765,1.038,0.65900000000000003,-2.02926673974188E-2,0.33130303750045498,0.313871014508395,2.4382043111205398,null,2.9111339929643418,18.315548283467383]
[9.7766262001226067E-2,8.4958236154235891,0.67200000000000004,0.754,-2.7702680273368498E-2,0.38653895818270101,0.296283809665013,2.3987822410135,null,2.077613699430187,20.059636068991455]
[0.15884121780259641,9.4559120531406986,1.359,0.39100000000000001,-2.4565243047392799E-2,0.32287145366931702,0.30190553505409201,2.4509275185665702,null,2.1912735121643738,7.0231845549577656]
[0.75659195941127499,27.089152607458193,1.4179999999999999,0.56499999999999995,-2.7387605250133701E-2,0.437154540685318,0.29813917291450098,2.42087194337627,null,3.2803854460801292,13.463797505722402]
[0.25624315402664222,18.958400444406905,0.66800000000000004,0.69799999999999995,-3.1370553570672602E-2,0.41447253847049498,0.30431247276686002,2.4662003203734502,null,2.9152749122462693,26.23143043242564]
[0.11662235253192088,8.8180877499725057,1.782,0.64700000000000002,-2.9611742855013001E-2,0.40271338495112102,0.28555563369624498,2.44141258548939,null,2.1172260979171238,9.2933048029270076]
[0.14025169921414915,9.1870589202647537,0.622,0.64400000000000002,-2.4725481810702499E-2,0.36209826549280399,0.294631284918909,2.39059580192666,null,2.160728584609342,18.456376984017488]
[0.29912470797020208,19.86888906389013,0.73599999999999999,0.35199999999999998,-2.07199635528513E-2,0.39885757789103898,0.29154120549986201,2.3394107645153102,null,2.9634459270830154,10.615762713463507]
[0.33091138223718075,20.502278326410597,0.53500000000000003,0.69699999999999995,-3.0268019665658799E-2,0.42786203130113898,0.284658204610928,2.3484099984273401,null,2.995637841090721,25.913214988013724]
[0.37554852796520666,21.342395207742413,0.745,0.35599999999999998,-2.0704959437959299E-2,0.369655703748141,0.27662733449034799,2.3972670196871699,null,3.0367972625366271,11.118026749151905]
[0.53383308223593828,23.976900863455555,0.73299999999999998,0.75800000000000001,-3.2466809414386101E-2,0.36295663896375102,0.29394840231225899,2.47644059440755,null,3.1558657711113245,28.695132407572228]
[0.24589787660187479,18.727554453270251,1.9339999999999999,0.72799999999999998,-2.60419628213431E-2,0.340450765421906,0.308186721446564,2.41430866028072,null,2.9026835284224419,12.262319805764463]
[0.48374047006499821,23.191498047818399,1.0840000000000001,0.68400000000000005,-2.697629714159E-2,0.39457058223001801,0.28319800651710503,2.4010836950800201,null,3.1218284424919451,17.283574900203075]
[0.16314141677347016,9.5158251844689214,1.9059999999999999,0.504,-2.5746439594181401E-2,0.34305013846406301,0.28651212558566802,2.3581436450059998,null,2.1979548200572618,6.3120947242472978]
[0.87497001811528108,28.555462533220428,1.6419999999999999,0.46899999999999997,-2.6130305910476E-2,0.41065646217339402,0.31463148935160901,2.35048441167597,null,3.3340774684761354,10.0429310372886]
[0.57691308821855758,24.623328706785159,1.782,0.77400000000000002,-2.57357625317042E-2,0.42510523192295502,0.29011723502996201,2.4344232908198702,null,3.1830361413396653,15.214197102490232]
[0.41179432786109937,21.988437407970181,1.0449999999999999,0.68899999999999995,-1.9223775715423799E-2,0.40274495710075198,0.29912675092950097,2.4033791586405799,null,3.0673344814479164,18.532059026608181]
[0.19490847289249136,9.9359456147288956,0.61399999999999999,0.64400000000000002,-2.1892229061090701E-2,0.34058055835092299,0.30695803097764501,2.54462407670569,null,2.2435893174359718,23.077343835975263]
[0.57231191049403551,24.555465035419687,0.97699999999999998,0.502,-2.84378005008823E-2,0.39899595368554502,0.302325549678086,2.3109277786536802,null,3.180218170637668,13.454622703974746]
[0.30559932917170529,20.00053637010096,1.9710000000000001,0.78300000000000003,-2.5170845049175199E-2,0.42350489060481999,0.30353966818744299,2.3161946407674701,null,2.9702227668854504,12.569171784585413]
[0.27612651485707806,19.389352455959557,0.871,0.51800000000000002,-2.6607679720763999E-2,0.37684583996920401,0.29358296558737401,2.4416812485038699,null,2.938364777707585,15.540026617770522]
[0.34534702901777958,20.779849685754044,1.2310000000000001,0.57099999999999995,-3.1406516032973897E-2,0.397143868786899,0.30052290331300002,2.3644040906902801,null,3.0094250901011703,12.981258032039728]
[0.34941107068548982,20.856942376612615,0.79100000000000004,0.68799999999999994,-2.9632755367603601E-2,0.40804170166102499,0.31850195802131098,2.3343087856238598,null,3.0132208583750848,21.753675696339435]
[0.62946375310396374,25.380004443824721,1.385,0.42499999999999999,-2.4651151777550801E-2,0.43807931641912101,0.30578673475242801,2.4349625049363999,null,3.2139298003546601,10.51971989447873]
[0.51676303775695009,23.713570405911788,1.28,0.38300000000000001,-2.8891274501348398E-2,0.34765212493067199,0.29678736787904297,2.3789659236671801,null,3.144582363219091,8.7499836012052921]
[0.61497668321815535,25.174665719433563,1.165,0.65300000000000002,-2.57633531042188E-2,0.40326235739476801,0.31865257507926797,2.37210897084617,null,3.2056401410297242,17.525710082191836]
[0.10667312386610772,8.6515942385844937,1.1100000000000001,0.64500000000000002,-2.4456009047470299E-2,0.31920758694177498,0.29848130010130097,2.3845364355831999,null,2.0969573666109742,12.128215667753537]
[0.5229482143515497,23.809481237675257,1.9810000000000001,0.56299999999999994,-2.9531791242402398E-2,0.36929352224173301,0.28726912969913498,2.51238238273167,null,3.1487067926511547,10.461636339792378]
[0.60522321430550197,25.035055540094447,0.88300000000000001,0.52100000000000002,-2.49212449088741E-2,0.361033765438799,0.29814820051583102,2.43477244816689,null,3.199964473724223,16.882210203776435]
[0.79912303739398094,27.6283551866252,1.87,0.60599999999999998,-2.8807485136404701E-2,0.34199751786857802,0.28661653179709801,2.3833079900624998,null,3.3004662483648683,10.559424602542972]
[0.48724133010836856,23.247672638187304,1.9019999999999999,0.54900000000000004,-1.9496609174673E-2,0.32374726145162702,0.30341216867659498,2.2970344041164799,null,3.1243017607214201,8.7705568823190898]
[0.99386004436783149,29.931247512339009,1.579,0.72699999999999998,-1.8515516391789201E-2,0.42043545611816202,0.30835347464541502,2.4538942635121401,null,3.3819607326162267,17.895705792160669]
[0.84585751912098994,28.204552038927638,0.754,0.57899999999999996,-3.3234842978479603E-2,0.37759152608880697,0.29043780377212203,2.3230077813764098,null,3.3214881462372889,19.070746593169837]
[0.60795324681754215,25.074245616547977,0.79,0.70299999999999996,-3.2823519233111997E-2,0.351133389741068,0.31900452876296098,2.3592916322183002,null,3.2015609501949616,24.678422360229646]
[0.67765018287771461,26.046522387168338,1.573,0.61,-2.68970851214127E-2,0.366224521167138,0.29822950417543698,2.4147443836879998,null,3.2403734865964919,12.939076164340102]
[0.80124959817587893,27.654934107367527,0.65700000000000003,0.34599999999999997,-2.3355118137514602E-2,0.42993781964554001,0.30983117341696298,2.4393555303294301,null,3.3014457372019148,14.48026143324434]
[0.61680592993086703,25.200725777105085,1.7490000000000001,0.747,-2.27785817031597E-2,0.413087376487772,0.29926305409553999,2.28522541968441,null,3.2066960187907547,13.253160563547068]
[0.50558620645840557,23.53878887112996,1.6279999999999999,0.49099999999999999,-2.8412563306887101E-2,0.36426981831368399,0.30136790300856298,2.3611669008012299,null,3.1370222361039346,9.4120510859535109]
[0.98900896295463336,29.876776947327986,1.7070000000000001,0.32200000000000001,-2.3020978450002099E-2,0.37017345933891199,0.30963298255432598,2.462617961391,null,3.3801078873987298,7.3713845121209358]
[0.21992717599653711,18.125672688955838,1.911,0.41799999999999998,-2.8888126022410799E-2,0.36016351422975201,0.30571721565774002,2.5518445799972,null,2.8690881787787132,8.0739937147969663]
[0.27775392474187233,19.423927234611551,1.44,0.433,-2.2076861945549399E-2,0.37801967381192503,0.28990695743577999,2.43553131793022,null,2.9401943422896544,9.028864746173749]
[0.85403497009200069,28.303721620784181,1.8420000000000001,0.64600000000000002,-2.5340237000101198E-2,0.38090361289722602,0.30081706803303998,2.3286979237405601,null,3.32506206933523,11.732142131571566]
[0.46571763766184426,22.899032503774666,1.1040000000000001,0.45200000000000001,-2.6682022298682301E-2,0.38399027624646598,0.29451184753098297,2.5048786611384601,null,3.1088516338515331,12.900216799211323]
[0.98643911834807674,29.847867209756384,0.64,0.49099999999999999,-2.4062480457843299E-2,0.31232992569763701,0.303168881578744,2.4755248879827501,null,3.3791231107194863,22.916212688692404]
[0.87291822498675442,28.530924100563624,0.754,0.441,-2.3132373320415501E-2,0.43596884779087702,0.305065195867881,2.4445794774883098,null,3.3332022601563507,16.839816472163854]
[0.74722734120768219,26.96840894133431,1.7470000000000001,0.7,-3.1788524932889903E-2,0.35817508065944098,0.30320449902971702,2.3474741796722798,null,3.2758329384119476,13.038103044042089]
[0.47532514389498348,23.055628860583184,0.76500000000000001,0.51500000000000001,-2.43164308253143E-2,0.47531323453042401,0.30491074919338901,2.4465102472188498,null,3.115820818682205,18.062139129296536]
[2.9819286285357793E-2,6.9306503530338484,1.4770000000000001,0.38700000000000001,-3.0792523953253201E-2,0.44400759085561597,0.30369117961175401,2.44059525631243,null,1.8590552205850284,6.1513574343382427]
[0.57354333315973294,24.573654182375993,1.625,0.69,-2.6989457270759201E-2,0.42517589381690102,0.29959280559798701,2.3892318495537999,null,3.1809742361938591,14.159720903787168]
[0.49728751316797648,23.407762018153011,1.524,0.59799999999999998,-2.6810606692594299E-2,0.417000996303583,0.31093315886823802,2.3803322552293298,null,3.1313169720222476,12.920118715473052]
[0.20608474016223022,17.790298999539814,1.8,0.65600000000000003,-2.4086949118780301E-2,0.32257159984143702,0.299123500032767,2.3371339089465399,null,2.8498667424136062,10.27249336421171]
[1.0484365880154556E-2,6.1447906948518227,1.978,0.36899999999999999,-1.91040821956939E-2,0.34976877396403699,0.30563215388958398,2.4044774042333401,null,1.7281088747900575,4.3477231283406521]
[0.62121881021060177,25.263434531976536,0.97299999999999998,0.67,-2.9141200169012501E-2,0.44390144057589798,0.298185911310896,2.45244973193038,null,3.2092322341347166,20.629062141980555]
[0.18672636165325895,9.8312312309241996,1.357,0.73799999999999999,-2.5894401487342698E-2,0.37901954934360998,0.28213289564620597,2.4401355143323,null,2.2324087143055005,12.922141725095049]
[0.40435184966304483,21.858178295589994,1.3879999999999999,0.58699999999999997,-2.4489426450268501E-2,0.44815170347078798,0.27978887726918,2.3238402588164302,null,3.0612520015493496,11.497200238144305]
[0.60424540283876715,25.020997400101852,0.57999999999999996,0.79100000000000004,-1.9079386583480299E-2,0.34023840155896001,0.30049321542714502,2.45133233334075,null,3.1993911688847358,35.548995483190254]
[0.67129100379125295,25.959950724404315,1.359,0.30099999999999999,-2.2335386232829098E-2,0.443667877355092,0.30346492461505598,2.3396890208300101,null,3.2369780768836525,6.8793296578404082]
[0.25668660625571438,18.968190562677311,0.99199999999999999,0.72099999999999997,-2.82415677636704E-2,0.39069750671657699,0.31414717426635203,2.3416772572237901,null,2.9158054192754661,18.842380139081651]
[0.75323195590846193,27.045916473551998,1.31,0.58699999999999997,-3.4406642577702901E-2,0.41953972864711597,0.304271181797518,2.44799639238702,null,3.2787576565024548,15.26702588767732]
[0.16759075228084974,9.5769907182674316,0.80600000000000005,0.755,-2.4849717767294E-2,0.40076152139554999,0.307213869216928,2.3980977117397302,null,2.204729958630101,18.829757518600452]
[0.67628441020681584,26.027963598111711,1.1160000000000001,0.74299999999999999,-2.1214793701209499E-2,0.34208015360589,0.27662041857962699,2.47631345950112,null,3.2396465665281715,19.998481346559569]
[0.88954439237933847,28.728943175393351,1.9019999999999999,0.65100000000000002,-2.32284907737224E-2,0.40237417502153799,0.29233151992869799,2.2711540813528801,null,3.3402432157256707,10.851109205651875]
[0.83622971898371667,28.087177313016443,1.0940000000000001,0.58599999999999997,-2.0777993420234099E-2,0.37040428122161501,0.29029089294027199,2.3836735271459899,null,3.3172415615653477,15.633990210201166]
[0.8779819210200559,28.591431347989875,0.91,0.40400000000000003,-2.3503212861393601E-2,0.39155934221000899,0.29137432619179099,2.41735015214367,null,3.3353589793763905,12.776701897693286]
[0.70974512708961879,26.47738179048196,1.6519999999999999,0.56499999999999995,-1.9154114977708699E-2,0.36763509192735899,0.29892397736257897,2.3992294711440798,null,3.2571027195256206,11.625138469095191]
[0.11884121233478284,8.8542381272889532,1.593,0.30499999999999999,-2.9152923132793801E-2,0.32902454481062099,0.287511302239013,2.4027672107190701,null,2.1215731108411662,4.4109163237162692]
[0.1760307396850469,9.6908253496192813,1.982,0.53200000000000003,-2.22857634191377E-2,0.36136445905063902,0.32222760923813099,2.3072254118651401,null,2.2172179456520675,6.8200338766894006]
[0.18759426858888606,9.8424460320803533,1.671,0.41299999999999998,-2.9644984311574599E-2,0.36597550559686698,0.318545660017584,2.3437878223938702,null,2.2336121512689999,6.119429375716658]
[0.37423254114938664,21.318365168809159,0.71899999999999997,0.46200000000000002,-2.6598665838962501E-2,0.39710619957562698,0.26479794500316201,2.4821239223002798,null,3.0356432136834601,15.476048851979657]
[0.87517915208157981,28.557962055694407,1.6990000000000001,0.76300000000000001,-2.1871060088035899E-2,0.37815168514006797,0.29547791599545398,2.3938574601513398,null,3.3341665755607499,15.491275336216205]
[6.795487088662433E-2,7.9145083394679183,1.2649999999999999,0.73799999999999999,-2.8581732218743001E-2,0.36278479956244902,0.30019676352895902,2.43992127481657,null,2.0019198293633118,13.116063610583975]
[4.2099136369421863E-2,7.2939904198094929,1.796,0.57599999999999996,-1.7564521541077599E-2,0.36337859946082202,0.292898401433627,2.3953723132793301,null,1.9142288271911942,7.4777347997768109]
[0.86927429909113318,28.487273351042237,1.508,0.59399999999999997,-2.3937195047725499E-2,0.44085568383544599,0.28898510301664898,2.48298042366575,null,3.3316434797462811,14.33138634166675]
[0.17116521354472614,9.6255433943581998,1.0549999999999999,0.63700000000000001,-2.9247717063082799E-2,0.34745949672203902,0.30409262342201199,2.2784311986084602,null,2.2100754495822992,11.717867815325336]
[0.58829890204202062,24.790105951055889,1.6559999999999999,0.65600000000000003,-2.1235002741745002E-2,0.42487301323078802,0.29871314034264201,2.3665354260488498,null,3.1899278382608149,13.112289033913465]
[0.46929211186797259,22.957481209075432,0.94199999999999995,0.66200000000000003,-2.79773668793981E-2,0.36097850710569102,0.28007775181608302,2.4532002490885199,null,3.1114585289320726,19.212164295883518]
[0.57619285017185873,24.612723687063841,0.83699999999999997,0.53200000000000003,-2.26336061673694E-2,0.29290673782190202,0.285999095683169,2.43351271449851,null,3.1825963018784935,17.309432408434308]
[1.6115547760292004E-2,6.4193109138016595,0.997,0.78600000000000003,-2.42219999677094E-2,0.36583657608205,0.304878574953938,2.33508750552752,null,1.7758343028212715,13.981533693230029]
[0.30600872787910882,20.008813502398489,1.5660000000000001,0.38100000000000001,-2.7146332509230799E-2,0.404870452836254,0.28686619106046202,2.3395610860841298,null,2.9706473194971239,6.8461278962366157]
[0.17211143034860965,9.6383109850004889,1.5,0.30099999999999999,-2.5156821834054901E-2,0.45180000455129399,0.278901039341516,2.3235675484617699,null,2.2114763780118625,4.4587662087132491]
[0.77558820001720097,27.331808640857538,1.595,0.71499999999999997,-3.0652166841783599E-2,0.456918152143512,0.29053705621352299,2.4169365313551099,null,3.2894723064542277,15.433679781175565]
[0.87621484627008039,28.570336042086574,1.982,0.57499999999999996,-2.02035186338409E-2,0.39416514204005099,0.30309129340154101,2.3392869790459101,null,3.3346075868240606,10.340290253040727]
[0.48545439510609389,23.219024893353392,0.57199999999999995,0.54400000000000004,-2.5362408729871801E-2,0.397919384734224,0.30919366596946402,2.4128643589498799,null,3.123041190115023,23.342172732289622]
[0.72950460761178004,26.73780979370596,1.321,0.52400000000000002,-3.3982905292644902E-2,0.36057633889576801,0.28218391342927901,2.43869827323938,null,3.2670804236454742,12.248893160314173]
[0.20692970010970568,17.811087527435483,1.323,0.45400000000000001,-2.59929875442305E-2,0.40854238626246198,0.30664149732803198,2.3076885071939901,null,2.8510690129889311,9.0792671864812817]
[0.29243571164328663,19.731377776206664,0.872,0.64500000000000002,-3.02469883646251E-2,0.39325371084907701,0.28483346498756301,2.2556335269508199,null,2.9563178191631843,15.713776069034738]
[0.43140121317274072,22.326069578973197,1.095,0.57599999999999996,-2.1190938674395501E-2,0.35637056550801499,0.302090339712759,2.2731280755105598,null,3.0829301364213784,13.309295365016677]
[0.8823642551656341,28.643656148396992,1.264,0.71,-3.0375886912478701E-2,0.39971768737277602,0.29122445519753898,2.3796401244930201,null,3.3372167457768485,17.195448317248001]
[0.46997635988354047,22.968644409119623,0.745,0.68400000000000005,-2.14197302607162E-2,0.30091028211299298,0.31022442602480899,2.5463756416394601,null,3.1119556512157631,28.714340968246354]
[0.20805791692193487,17.838778958727509,1.4359999999999999,0.72799999999999998,-2.34905799283112E-2,0.33554060217286302,0.30376946919396702,2.3381852828716601,null,2.8526682586654877,13.771395922939773]
[0.94640726654426532,29.392564426089272,1.556,0.45700000000000002,-2.2532671939981999E-2,0.38281010328769299,0.30769674114493201,2.36713461459289,null,3.3634844360952787,10.100829011074072]
[0.75681799876786193,27.092057805711175,0.86399999999999999,0.79300000000000004,-3.3104624472324498E-2,0.410670959980864,0.33513387804844702,2.3628796537480299,null,3.28049472840936,28.004843274024857]
[0.17875574322975196,9.7269935375161012,1.321,0.67,-3.0894134475861999E-2,0.30845175003879099,0.31874716185344198,2.3779376121041498,null,2.2211532106447116,11.867738407967945]
[0.69979379028753441,26.344851362710202,0.61799999999999999,0.64500000000000002,-2.5053546512321501E-2,0.43309484292866801,0.30816452556808899,2.4030022226579302,null,3.2519866286356436,26.540913711212959]
[2.1575064795021026E-2,6.6422189559792653,1.4330000000000001,0.52300000000000002,-2.73092353119837E-2,0.42494516859710102,0.30871565620458802,2.3644231470507502,null,1.8129708418152355,7.777552718031683]
[0.97213179747232026,29.686222473076779,1.2589999999999999,0.50600000000000001,-2.8057005565417899E-2,0.37673426297701601,0.30260397479405798,2.52219991889072,null,3.3735989244131335,14.827688862411476]
[0.83081944957321419,28.020922830945707,1.5349999999999999,0.41699999999999998,-2.2878975718966899E-2,0.44122263664573802,0.30237834783048501,2.3612787919520302,null,3.3148365045111579,9.179673820048464]
[0.33255874775345784,20.534256203002492,0.94499999999999995,0.54500000000000004,-2.4682576286115199E-2,0.44541023009004299,0.29459586561012702,2.3117807998164102,null,2.9972359409657026,13.781719178513409]
[0.35654788652012726,20.991246799847531,0.624,0.501,-2.4668446410827698E-2,0.44508307710677703,0.28931367601283098,2.3713190545804999,null,3.0197992942515244,17.299407957060549]
[0.57744206485307914,24.63111331538958,1.1839999999999999,0.30199999999999999,-2.6955819946977499E-2,0.34559786064611298,0.30832831539667199,2.2468479472129199,null,3.1833588821268242,6.7262555824802694]
[0.91049535400745607,28.975854081365185,0.72899999999999998,0.38100000000000001,-2.5845937052227701E-2,0.35392167469194102,0.30409234775127397,2.4253654350587599,null,3.3489537194936108,15.0348853205565]
[0.34213611874339245,20.718619111857478,1.2709999999999999,0.53600000000000003,-2.3161055332380099E-2,0.348149485897435,0.29183370336681103,2.3923130272436501,null,3.0064000116619423,11.858519043840703]
[0.25202518172271648,18.864853212854317,0.94799999999999995,0.63800000000000001,-2.43232588999545E-2,0.43070161999294798,0.29706361398794401,2.47734296189109,null,2.9101915235231686,18.664418280387828]
[0.10472001656459462,8.6180107891732902,1.9339999999999999,0.36899999999999999,-2.5610508237205201E-2,0.35011876280894699,0.28409382739112599,2.4501735079530098,null,2.0928185620016704,4.8732616780062932]
[0.47381220298597582,23.031074559482235,1.835,0.78500000000000003,-2.4257436526962502E-2,0.36195513194891499,0.29393750425960002,2.3258289070296598,null,3.1147312575582102,13.015052548297584]
[0.593890980523195,24.871426604130498,1.7490000000000001,0.31,-1.79354228580106E-2,0.39816504392353302,0.31695347742130497,2.3399631659558602,null,3.1932710799500428,6.1253032553399134]
[0.31029825086743879,20.09520740471433,0.621,0.67,-3.0655734058908399E-2,0.35478088216843801,0.304224586598836,2.3538854853152,null,2.9750679252846792,24.762885819409625]
[0.28315111259874215,19.53787292267803,1.165,0.70799999999999996,-2.30139939103206E-2,0.39401364197238298,0.290522479890369,2.4433020747479199,null,2.9462003153940746,17.305534099078777]
[0.17521313030832952,9.6799189403814658,0.81799999999999995,0.72699999999999998,-2.38353510430435E-2,0.36216306982304203,0.29477079011062202,2.4479023855985802,null,2.2160282267849367,18.560618298818127]
[0.62760443400174704,25.353783722406519,0.77300000000000002,0.59599999999999997,-2.3927498045408901E-2,0.34495507894574601,0.30400842522138299,2.4148691947820198,null,3.2128750729935125,21.381967570348003]
[0.98951386614542325,29.882452492574306,1.409,0.52600000000000002,-2.48016102846138E-2,0.42385014177396002,0.313300779054349,2.43628015517664,null,3.3803011044125051,13.826411520844703]
[0.90552036786730961,28.917482362124161,1.23,0.34300000000000003,-2.61628452116488E-2,0.41486370965611102,0.28914906535714902,2.39731577881208,null,3.34690132570055,8.6346722062138443]
[0.21245125647390284,17.945902017087754,0.66900000000000004,0.58699999999999997,-3.10014346232514E-2,0.34419238025461102,0.29825972759671898,2.42531846300355,null,2.8588308831122737,20.999607790983656]
[0.81934223415131668,27.879654142100861,1.0269999999999999,0.308,-2.2511271680764E-2,0.38136616395842399,0.285066278415749,2.44668786859972,null,3.3096890082810777,8.9714430266801859]
[0.5154758015687616,23.693537763841572,0.97599999999999998,0.46700000000000003,-2.3636962193887199E-2,0.40877559375773598,0.31247490133671602,2.4878945649992699,null,3.1437187521114192,15.255945924953132]
[0.48375876046018396,23.191792061661765,0.94299999999999995,0.51900000000000002,-2.25617735109001E-2,0.38210048820376702,0.29725296985750299,2.4281386082157099,null,3.1218414036082192,15.497232511869521]
[0.75028220165080772,27.00787982104341,1.984,0.60499999999999998,-2.7841030038876901E-2,0.39800458696451202,0.31011787814817299,2.39235776484476,null,3.2773234265887341,11.372961764723508]
[0.24262578739844898,18.653533483298155,0.753,0.745,-2.6936214292196101E-2,0.35431981275422397,0.283636478547169,2.4089802021189,null,2.8986122713951317,23.152070483612338]
[0.77072529408016088,27.269976022506182,1.752,0.46300000000000002,-2.6947399535480601E-2,0.345701667795072,0.31738605219159199,2.4408615345434201,null,3.2871646595071029,9.9498577949081923]
[0.924664683869443,29.1412350684462,0.69599999999999995,0.56000000000000005,-2.7467483497586199E-2,0.427438256272343,0.28129388330216398,2.4240439119807,null,3.3547458653127529,20.672181021261903]
[0.87425320245501847,28.546893045095526,0.87,0.622,-3.0967804299388901E-2,0.45746583949129699,0.31382400560685703,2.3957050476028301,null,3.3337719089784317,21.264506132030959]
[2.4353933051973087E-2,6.744775524672626,0.65200000000000002,0.58399999999999996,-2.84777756274581E-2,0.37506789466010398,0.32784676432705601,2.4062743067088999,null,1.8296023340370415,15.765505988761367]
[0.51455854153033276,23.679247617766897,0.502,0.73599999999999999,-3.0394606196816401E-2,0.40182379417691499,0.29047600350408997,2.4644138407771701,null,3.1431022448926842,34.777060281043411]
[0.27376348611233459,19.338967358833418,1.1020000000000001,0.78900000000000003,-3.2358590938611403E-2,0.35461582656824198,0.31156846971076801,2.4115383435016899,null,2.9356925813401022,20.436204305906877]
[0.8055176301947925,27.708172087961188,0.74199999999999999,0.69599999999999995,-2.1273442632451699E-2,0.39895353902060199,0.29236502294248001,2.3706150376014699,null,3.3034047867963414,23.910931735622867]
[0.31913657284463082,20.271354361368083,1.1439999999999999,0.46100000000000002,-2.8719304412297701E-2,0.428413872460846,0.29252071100849197,2.46951254379392,null,2.9840209018867658,11.936704536859596]
[0.13934328125534201,9.1734769865087014,1.093,0.73099999999999998,-2.6703510808239999E-2,0.35866166075293598,0.31453612689000698,2.3852523134396302,null,2.1591604226184984,14.715265591475038]
[0.35699077545370372,20.99953682979006,1.631,0.79500000000000004,-1.95815537465618E-2,0.381919821628041,0.30387099418596097,2.3155416587623598,null,3.0202039374534819,14.477404706025878]
[0.27302594487028664,19.323196826333671,1.903,0.60899999999999999,-2.71947989604924E-2,0.34678961681287401,0.30449861280929902,2.4352168010629098,null,2.9348547139231194,10.604609003780293]
[0.50052168770542549,23.458954982249587,0.91900000000000004,0.59299999999999997,-2.4829857088839499E-2,0.43103422605011799,0.27784417487791602,2.3709451942767701,null,3.1335499295195754,16.017071803422688]
[9.5164182761974803E-2,8.448988669921496,1.0269999999999999,0.436,-1.96504104520407E-2,0.377184490567956,0.30677648714853301,2.4056311920313398,null,2.0717235938056917,8.9656143849219561]
[0.69247682545926648,26.246802933032043,1.5129999999999999,0.4,-2.61028429588103E-2,0.36523490152747801,0.29505745128841798,2.3208030852111299,null,3.2481847302435645,7.8849115377026111]
[0.25831417318935346,19.004050164366113,0.73299999999999998,0.40400000000000003,-2.2471451180543899E-2,0.42513755136082299,0.288403661433626,2.3580445876690499,null,2.9177461787351668,12.086825701760999]
[7.8455453194044233E-2,8.1316020898663872,1.907,0.45200000000000001,-2.1497623628911701E-2,0.241252735515011,0.32412966501436102,2.5268229154132,null,2.0308642996149504,6.5080180200996827]
[0.48628989178829285,23.232425941765086,0.76400000000000001,0.57399999999999995,-2.4677495388856999E-2,0.40632311538497501,0.30070002938745699,2.2698763460520701,null,3.1236310667869449,17.023362952321921]
[2.753459967167915E-2,6.8552156098308075,0.74,0.69799999999999995,-2.2011648855488699E-2,0.35908983875283301,0.30190713504456401,2.5266778912266901,null,1.8472069962703175,18.728584793674511]
[0.79679441617903224,27.599210206901205,1.476,0.72399999999999998,-2.90925436535357E-2,0.36573268708451201,0.30964589488838601,2.4107877234300501,null,3.2993910906772181,16.863514553656891]
[0.58158509575994299,24.691960720830647,1.8680000000000001,0.44900000000000001,-2.0996270721855101E-2,0.33937503582503697,0.29144621979916202,2.46460087056913,null,3.185877960931045,8.4805773188868372]
[0.99294441927842003,29.920976573649302,0.68600000000000005,0.65300000000000002,-3.0228900486456801E-2,0.392721432337575,0.27849652200723302,2.29728215350434,null,3.3816116237631002,21.764193915996991]
[0.10380682218833082,8.6022011012076156,0.53300000000000003,0.623,-2.6280393278519099E-2,0.39573482285592698,0.29447529886186102,2.36759238348658,null,2.0908642242499784,18.632198777472652]
[0.37745767499617,21.377181685145196,0.68300000000000005,0.41799999999999998,-2.4183787421136201E-2,0.406781907561023,0.31575641933231502,2.3320483858586099,null,3.038465535268978,14.488797189541602]
[0.63288227073184955,25.428112633873617,0.53,0.66700000000000004,-3.4187629242765999E-2,0.34854531559906698,0.29663401548190199,2.5180586447841198,null,3.2158620612093314,34.828016827175773]
[4.1148901817815497E-2,7.2679534226317211,0.63100000000000001,0.35499999999999998,-2.3961961172376599E-2,0.34141227069129099,0.31012989935511798,2.3635112236794602,null,1.9103751242349047,9.4372271353698185]
[0.47563067888390265,23.06058280113222,1.222,0.35799999999999998,-2.08230591845249E-2,0.35664488263723798,0.3065403274963,2.46316732261073,null,3.1160404986426182,9.4796059724976054]
[0.79687299950400325,27.600194448141771,0.97499999999999998,0.33,-2.64158560754819E-2,0.43280073604990699,0.28980502707132799,2.5155766135272999,null,3.2994274181860153,10.801354171886237]
[0.5475335557023282,24.185219349895984,1.6990000000000001,0.64300000000000002,-2.50716513257076E-2,0.40096259004884,0.31964496749144999,2.2998982061076698,null,3.1647026217544023,12.308616827991255]
[0.2353206752043594,18.486455220113932,1.5069999999999999,0.38,-2.5366846166352298E-2,0.35973870345002501,0.295555862171132,2.3980671691881401,null,2.8893613113993437,7.328763919561565]
[0.16395917964319318,9.5271290522139029,1.2090000000000001,0.38700000000000001,-2.4558664458659601E-2,0.30304245113150602,0.29682238192840599,2.4194824961741102,null,2.1992103882162701,7.2456263543778672]
[0.5302721164212677,23.922319279556945,1.357,0.433,-2.8475507451636999E-2,0.38958243730820302,0.31868194246501302,2.2259028864316401,null,3.1535374527172291,8.8472026729106847]
[0.88100226448802255,28.627439060286299,1.524,0.32900000000000001,-2.4057020952220499E-2,0.32784402131490697,0.29978057261192098,2.2979289851323399,null,3.3366402329577114,6.4848295514338545]
[0.43437859717327099,22.376663899716196,0.56799999999999995,0.68500000000000005,-2.19498610624323E-2,0.35457220071211698,0.28243018179222901,2.3957247677428799,null,3.0852463307409694,26.900260314735874]
[0.18996523621126271,9.8729513158257429,1.35,0.57899999999999996,-2.4911767098300699E-2,0.34726973109159198,0.30419824672256301,2.37282143348718,null,2.2368782872426904,9.9166238752269873]
[0.97058803171406816,29.668710045354235,1.018,0.65,-2.6568442920891999E-2,0.38213568852595903,0.303980311097647,2.4484350117331202,null,3.3729986030064403,20.704599664386997]
[0.83054778985558786,28.017590390249051,0.57199999999999995,0.38600000000000001,-3.0157939187428501E-2,0.41341971026790297,0.30357796055573699,2.5199405338530898,null,3.3147153829869653,19.255804210902983]
[0.50248764977871041,23.489992920170444,0.84699999999999998,0.376,-2.8077587797415E-2,0.367488327195857,0.28421818145002198,2.4137637686986699,null,3.1349013313967822,11.544870821035255]
[0.33550911337544309,20.591329979774585,1.0549999999999999,0.79500000000000004,-2.2702860859379798E-2,0.42238116236472301,0.307717172825556,2.3664817548539601,null,{"$f":"-LN(-LN(1-(1/B44438)))","v":3.0000818787142323},{"$f":"D44438*(C44438^((E44438*J44438)+F44438-1))*EXP((G44438*J44438)+H44438)","v":20.607858088375281}]
[0.10631137933705825,8.6453974292431113,0.5,0.31900000000000001,-2.3321006274502801E-2,0.37096955630950901,0.30366831924223597,2.3427191016507001,null,2.0961949663573076,10.040213377140331]
[0.6439561781942138,25.583068136102142,0.85499999999999998,0.70899999999999996,-3.0566363928655801E-2,0.46394989066991299,0.31113101503657398,2.3673795662742099,null,3.2220605677759262,22.76821293782109]
[0.95534310234670206,29.49501859346773,1.2829999999999999,0.746,-2.2605483582158199E-2,0.375689162313735,0.31528033561711999,2.3800302138893299,null,3.3670249073806948,19.570255573985829]
[0.42220096219397341,22.168617561659051,0.64300000000000002,0.64300000000000002,-2.3638538578285202E-2,0.31933652265092599,0.314016508979088,2.3664179499186102,null,3.0756874946879336,25.111336789403534]
[0.13699139745417099,9.1381064125722258,1.5820000000000001,0.68700000000000006,-2.2669931982250001E-2,0.40083799736440301,0.31199492774528798,2.3261209216063499,null,2.1550649527150889,10.235175378105406]
[0.45219088571436483,22.675790650510294,0.91,0.35,-2.4884051518532301E-2,0.35763310339218402,0.290278824252726,2.3761105763292401,null,3.0988316878619582,9.9112271089378421]
[0.1206943701947234,8.884172534059271,1.63,0.76600000000000001,-2.2522448910301501E-2,0.37141100084672102,0.30559112025753399,2.32535624737223,null,2.1251583841194419,10.78020265994537]
[0.17686138632115289,9.7018797613448307,0.68300000000000005,0.74199999999999999,-2.5522356284351701E-2,0.40604480010822103,0.29482770077153903,2.3434564913548002,null,2.2184223637892706,19.05141071725993]
[0.59068979346797235,24.824921661494983,0.54100000000000004,0.42899999999999999,-2.0864695317113501E-2,0.41380911224521999,0.29934986195645702,2.3765311738742598,null,3.1913605450770017,17.932074213141789]
[0.68360566998532202,26.127230734106721,1.23,0.45700000000000002,-2.66508218259391E-2,0.37581351637688098,0.31100057429015499,2.3252430094098999,null,3.2435285792793773,11.065144820185754]
[0.99344805433503558,29.926626638463507,1.589,0.76,-2.2849361447098999E-2,0.38173474016478598,0.29327525304673902,2.3661773051336499,null,3.381803684356365,15.822501316404054]
[0.66222917946034254,25.835874561748696,1.63,0.32200000000000001,-2.79835967701282E-2,0.35773378249180598,0.31205125793194699,2.40760457228797,null,3.2320915147214611,6.8550851714604155]
[0.99602778502146994,29.955545096398588,0.82099999999999995,0.77700000000000002,-2.36312974555818E-2,0.39168113757885697,0.28483589694475397,2.4163350240733901,null,3.3827861216996737,26.135792350094139]
[4.2273792981749714E-2,7.2987440315787042,1.38,0.64100000000000001,-2.42473678470983E-2,0.50700684795954298,0.30965779224477402,2.3546434188252499,null,1.9149307970562233,10.269218124409189]
[0.8792474223152188,28.606525836566306,1.6759999999999999,0.79300000000000004,-2.6946715640689799E-2,0.35099357313073998,0.303706594951417,2.3925242754478502,null,3.3358962827541863,16.316088831568074]
[0.60694741799214258,25.059817031811924,1.05,0.55100000000000005,-3.3002069632126402E-2,0.37147308423073799,0.30154536398724902,2.4053243527089401,null,3.2009734729849364,15.467213577777203]
[0.47798081049770469,23.09863473919879,0.93600000000000005,0.34699999999999998,-2.92217049979769E-2,0.39318529944687802,0.29566302344919199,2.1773129351885498,null,3.1177262847859204,8.0593999457547998]
[3.7820708325904007E-2,7.174301851339413,0.64100000000000001,0.60299999999999998,-2.4269998923616299E-2,0.37242002219095899,0.29478932795705298,2.2964307395060302,null,1.8963893295338494,14.142687187455961]
[2.1718085935681364E-2,6.6476531012200875,1.639,0.42199999999999999,-2.3169284533229102E-2,0.44625809393876598,0.30599037978425198,2.4535750474788798,null,1.813859096689582,6.3692889996498954]
[0.75252652363593531,27.036826812653199,0.90100000000000002,0.32,-2.1898447572160099E-2,0.317015367305792,0.28074939328459397,2.32702514816887,null,3.2784151040404925,8.9056812648550103]
[0.92404120276899682,29.133984711439158,1.573,0.68400000000000005,-3.0174542697833401E-2,0.41136910090562401,0.30073216412923998,2.44169507011719,null,3.3544926377944537,15.771579612868299]
[0.29269379046076549,19.73671230885153,1.383,0.63400000000000001,-2.73904807805713E-2,0.32723313059380399,0.30364689527074401,2.4691640755533601,null,2.9565952926407082,14.394003109728718]
[0.83271747905698046,28.044190710464399,1.867,0.36499999999999999,-2.7558134765134801E-2,0.39230139896613497,0.28836552595093001,2.3833047457351002,null,3.3156817946289272,6.6533543552078935]
[0.24724127641089988,18.7578020550655,1.3460000000000001,0.48,-2.58746064904486E-2,0.39310001531183097,0.304074297701385,2.2456230062108902,null,2.9043424277597256,8.9542443795779079]
[0.27561524712667329,19.378469408964996,1.325,0.628,-2.8624320945049301E-2,0.41360047898159602,0.308656371481415,2.3322669510316301,null,2.937788194981426,13.265068624439074]
[0.53430427386738666,23.984109514977465,1.353,0.316,-2.8881313965943699E-2,0.34127740874608797,0.32091958056825798,2.4310858530793298,null,3.1561728697674742,7.8872251578375447]
[0.83063162523033973,28.018618854129894,1.9350000000000001,0.39200000000000002,-2.6141901079586E-2,0.42851523466309999,0.29983143021488301,2.3020736645508899,null,3.3147527652965563,6.8551836771729731]
[0.49053342307876735,23.300313537668565,0.85299999999999998,0.30099999999999999,-2.7684988224707E-2,0.350394036366175,0.31049665275669502,2.3970125979405998,null,3.1266139527764016,9.8180059277192218]
[0.27611749494758919,19.389160541950865,1.6479999999999999,0.69799999999999995,-2.3868046798542101E-2,0.35246094507225501,0.28956137992778802,2.2663766193805901,null,2.9383546130032134,11.013838967773227]
[0.11566474429751572,8.8023799175239539,0.92900000000000005,0.34499999999999997,-3.0394532176783999E-2,0.37211550835912,0.30468719248223702,2.4463616273136299,null,2.115331341944318,7.9856143882220669]
[6.1577513666167372E-2,7.7743808693600309,0.624,0.75800000000000001,-2.5876814592751901E-2,0.34629815308657103,0.28675510449270403,2.4612480884913102,null,1.9827806675613693,21.872601948006242]
[0.81884426653734577,27.87350252300152,1.8120000000000001,0.54800000000000004,-2.3472067074415799E-2,0.36708896239740801,0.28349340633244002,2.4342726247002502,null,3.3094642545727631,10.470967823255622]
[0.60524828951403864,25.035415900670806,0.54600000000000004,0.35399999999999998,-3.1764048031085401E-2,0.375610322825849,0.30669595295809898,2.3454037843152,null,3.1999791652636751,15.297900397743579]
[0.50295229285701282,23.497319670975937,1.258,0.77,-2.0607140202756901E-2,0.41834184917860501,0.289149200078271,2.4642871877538499,null,3.1352200741560559,19.319902275195084]
[5.4930540027129382E-2,7.6203659102100936,1.1180000000000001,0.441,-2.97473837038029E-2,0.40070804771694502,0.316473418417687,2.31018410299352,null,1.961311925085288,7.6815640757001136]
[0.32226055232691775,20.333030327389775,1.821,0.65300000000000002,-2.6707210476738099E-2,0.37588432492687202,0.29259091513643198,2.3621973869684898,null,2.9871368318667058,10.893043857097013]
[0.70215686039714575,26.376407250433054,0.86899999999999999,0.39900000000000002,-3.2097714962325899E-2,0.30490510822546801,0.30642990111388602,2.29391957797993,null,3.2532071619008591,11.992330796381426]
[0.21663152991899881,18.046806230733715,1.782,0.68899999999999995,-2.7057143806890799E-2,0.33427771902856801,0.30198662182032998,2.4515522540452799,null,2.8646011978406691,12.363126745056288]
[5.4160769075542792E-2,7.6019408399198571,1.7170000000000001,0.76400000000000001,-2.6800665349861301E-2,0.39401226661385003,0.28883545784727599,2.3608960888360002,null,1.9587123371358581,9.9890812644523805]
[0.65598551225104862,25.749890512144479,1.889,0.76500000000000001,-3.2751198215297102E-2,0.41559922539066602,0.29036084979401899,2.3112231951891,null,3.2286910900707744,12.703335996816479]
[0.41744313477035355,22.086519517085559,1.0609999999999999,0.67200000000000004,-2.3128769469218699E-2,0.40534453195543002,0.29903474673598301,2.3557768822604301,null,3.0718901464335899,17.072418940962585]
[0.73786199746018921,26.846896822014401,1.071,0.47299999999999998,-2.7880903546428401E-2,0.38791532077261198,0.29309841821447602,2.33313383496301,null,3.2712304322972918,12.122046470380841]
[0.51875551645362006,23.744529265148401,1.22,0.34799999999999998,-2.3490219214969701E-2,0.30083374760390502,0.30651310907233398,2.3990075681037699,null,3.1459155400116923,8.619219907743993]
[0.47238043510668826,23.007801527764066,1.3260000000000001,0.60399999999999998,-2.85538238893654E-2,0.417858696940138,0.29285067477059801,2.3891463535633899,null,3.11369745353077,13.564631572293433]
[0.60379103509991461,25.014461017236201,1.018,0.32100000000000001,-2.5936085979359501E-2,0.39617963597887601,0.31406136642765498,2.3583047824779402,null,3.1991244967233725,9.1564605776313499]
[0.93657426710468483,29.279263236764923,0.70299999999999996,0.34699999999999998,-3.3281106408281899E-2,0.43262814916815001,0.30320655312195799,2.3738906399323598,null,3.3595544739038123,13.110868628423777]
[0.28505794872540824,19.577870152137478,1.994,0.62,-2.9359937399129302E-2,0.32741277986932599,0.29943782857564399,2.37853861191418,null,2.9483000047020949,9.5774766352095373]
[0.62522794343085519,25.320213067713063,1.298,0.433,-2.8570379144255299E-2,0.30842227128379002,0.28960377299005502,2.5017940954849198,null,3.211523068514984,10.919317086161024]
[0.39052844690366595,21.613017783337654,1.8859999999999999,0.59599999999999997,-2.8049757538757498E-2,0.38392722578690203,0.30239240144078,2.38903069387008,null,3.0497028145100793,10.470658325869611]
[9.0666138129188778E-2,8.3664918336672969,1.5329999999999999,0.40799999999999997,-2.14215218382823E-2,0.38561252006783903,0.305355174884058,2.2794961961745202,null,2.0612631795394245,5.6467402810889293]
[0.39571115238194232,21.70543469172571,0.81599999999999995,0.51500000000000001,-2.5656203077553001E-2,0.36902298220320101,0.30261964368225702,2.3910821790525798,null,3.0540721366485895,16.378220475131439]
[0.63077100494769189,25.398416555442061,1.9059999999999999,0.35,-2.9303231959220601E-2,0.39352319056291002,0.28412607569777998,2.4065657394037601,null,3.2146697622709497,6.1605968921038246]
[0.10717013656047958,8.6600911286551252,1.25,0.38200000000000001,-2.4915308111505899E-2,0.33019678062556801,0.29328386493802899,2.3405829559547899,null,2.0980018019370648,6.2490650046813823]
[0.54864650236799151,24.202026863229918,1.661,0.441,-2.7685862636049399E-2,0.32028525795207602,0.29436341044743303,2.3449436085211,null,3.1654122011108967,7.9140935210330605]
[0.19469565544179723,9.9332501386230803,1.238,0.58399999999999996,-2.9898249748259401E-2,0.37711789929810102,0.30159112802034299,2.4526033226036401,null,2.2433030799593117,11.519097734247827]
[0.22175672691050052,18.169199780592958,1.1399999999999999,0.76100000000000001,-3.3427687669135203E-2,0.41107392535049297,0.30465372298785098,2.33381869714909,null,2.8715559833635513,17.215044858404397]
[0.28954888817395319,19.671545459221107,0.69499999999999995,0.52,-3.0489734770024899E-2,0.30813578925891499,0.28467661651616399,2.3984504654602499,null,2.9532003779270943,17.632127033359009]
[0.33707550551952836,20.621529311277222,0.64700000000000002,0.34399999999999997,-2.70045908055387E-2,0.42516643340353399,0.29441868591458198,2.27830360801428,null,3.001584472391893,10.810230957297149]
[0.74816206486535353,26.980494761019216,0.79,0.39400000000000002,-2.5453486063415302E-2,0.43821067523183099,0.29603314811825998,2.4938083886887501,null,3.2762895557858145,14.649089908747742]
[3.5379644771389995E-2,7.102963527126362,1.006,0.623,-2.6330374394160101E-2,0.46387530788550102,0.28176466050564303,2.3705852777841399,null,1.8856024482617493,11.304134156214696]
[0.93381556729673498,29.24736927271503,1.5660000000000001,0.31900000000000001,-2.8361345792955801E-2,0.35266594442506,0.31199833416901301,2.4052973179799202,null,3.3584454086689783,7.2246246843103448]
[0.36902635545204121,21.222883002345188,0.69399999999999995,0.73899999999999999,-2.4354341204154899E-2,0.34470538067275702,0.31011167199095402,2.4722142680150498,null,3.0310444476559066,29.255051132543702]
[0.3246698724369208,20.38039302985101,1.421,0.316,-2.40669310114211E-2,0.310880557486375,0.29850652001115502,2.3192347948615999,null,2.9895230656524032,6.0026697385626777]
[8.5932638622574165E-2,8.2774349463905104,1.262,0.72299999999999998,-2.2076963400333299E-2,0.369220219937205,0.30272112851094701,2.4329062214449801,null,2.0498464393069291,13.089106944865252]
[0.86593141951341712,28.447148313409325,1.6439999999999999,0.38900000000000001,-2.0346933853771999E-2,0.41222341726282102,0.29587848859503202,2.3356307830113701,null,{"$f":"-LN(-LN(1-(1/B54166)))","v":3.3302084565281991},{"$f":"D54166*(C54166^((E54166*J54166)+F54166-1))*EXP((G54166*J54166)+H54166)","v":7.7749242762698625}]
[0.27741107925873021,19.416651825554286,1.46,0.63600000000000001,-2.6403836035968499E-2,0.387210061125765,0.28872540494489801,2.4679069853682698,null,2.9398096336696709,13.502446188103947]
[0.87408136531009872,28.544838220379528,1.849,0.71799999999999997,-2.5441863816323702E-2,0.29634043767277202,0.30778422031439301,2.4429248540080399,null,3.3336986268675775,14.197512249682607]
[4.7777177247078528E-2,7.4437976912757762,1.4019999999999999,0.76700000000000002,-2.46189702356392E-2,0.43301817829863898,0.308007607326442,2.4462681043749899,null,1.9361166250897266,13.061241467233669]
[0.29345706734867705,19.752475622103987,1.345,0.38600000000000001,-2.38715565033807E-2,0.38997464640157797,0.28971227251278098,2.46815014798148,null,2.9574147649618174,8.769667355708755]
[0.27163434489823757,19.293382711925656,1.663,0.36099999999999999,-2.39012151348428E-2,0.35098185394507903,0.30218405686607602,2.3967990095791398,null,2.9332688081193181,6.6761679657952353]
[0.142366284023834,9.2185051265797036,1.9359999999999999,0.72399999999999998,-2.38592961417649E-2,0.330768935717561,0.27926924912312501,2.45810806329597,null,2.1643499138139237,9.6153032985696782]
[5.8309659483720466E-2,7.6997606255861015,1.5309999999999999,0.43099999999999999,-2.8609221430725799E-2,0.42710380873801701,0.308657372156942,2.4069104097269398,null,1.972436792112743,6.726312773689509]
[0.53630470921898798,24.014678377100456,1.514,0.49,-2.6154489609026301E-2,0.40060068881804101,0.31159388103722802,2.3837979352345098,null,3.1574740989038332,10.712832698154886]
[0.59200864421863231,24.844096367379432,0.96199999999999997,0.68,-2.6803946430267601E-2,0.403415624907283,0.305736137529528,2.2832540942180999,null,3.1921487305132481,18.173668475381447]
[0.77347311705572597,27.30493891671539,1.625,0.64500000000000002,-2.9720196383101499E-2,0.33526721965522099,0.31246419130613901,2.4760880068106501,null,3.2884701593801617,14.804462309203256]
[3.0843005211113383E-2,6.9635110520160488,1.224,0.746,-1.7887453275835598E-2,0.36076236358239799,0.29790696539233502,2.4022846363559598,null,1.8641727658482758,12.536692335413298]
[0.40857057585096535,21.932160667877081,1.5840000000000001,0.56299999999999994,-2.8641539598867099E-2,0.430307856196467,0.28022924942587502,2.5060556425369098,null,3.0647111653459755,12.037130995398389]
[0.65366941538918577,25.717890624638045,0.94699999999999995,0.40200000000000002,-2.7134943839580799E-2,0.38011842275066099,0.32398180549422101,2.4255574510524198,null,3.2274226265172214,13.442292693657537]
[0.83224525224290402,28.038404177999897,1.3919999999999999,0.44700000000000001,-2.71352629020651E-2,0.421566972297024,0.29503004413522499,2.3384220735699799,null,3.3154716446057462,9.8781152760907034]
[0.11866006263364937,8.8512994987674194,0.81100000000000005,0.36699999999999999,-2.7328022262301799E-2,0.36512313533454899,0.30768060234669198,2.4511051174844298,null,2.1212204528882936,9.4547038572375737]
[0.7698544204533746,27.258882152493943,1.9770000000000001,0.34100000000000003,-1.8266914999386E-2,0.34360562004339701,0.303147895032228,2.42841664668377,null,3.2867500625029407,6.4276455330829894]
[0.33603188871919831,20.601416674249776,1.905,0.54600000000000004,-3.0365388524400998E-2,0.40800603961078002,0.30223793533922599,2.5411913785601699,null,3.0005840021239769,11.052920189858918]
[0.11800814193271858,8.8407053703180392,1.7929999999999999,0.36299999999999999,-2.53234561622377E-2,0.32024690140100498,0.28961168928897402,2.3237795128348702,null,2.119948040393846,4.4644312693114623]
[0.55150720607536763,24.245150617899768,1.3340000000000001,0.503,-2.42449516802444E-2,0.35195786461668899,0.30250170483571998,2.4773460275542201,null,3.1672304986019091,12.671941200247753]
[0.78678594338212815,27.473456749969962,0.97599999999999998,0.36599999999999999,-3.05926342447791E-2,0.324763998278294,0.28646459408696701,2.3915797601747202,null,3.294738745137904,10.4765108365216]
[0.83497397667793605,28.071818563163493,1.8779999999999999,0.47,-3.1488179698783501E-2,0.37150930135684401,0.28975671874512898,2.3969697603460798,null,3.3166845493743842,8.5086455222369395]
[0.23847975269784294,18.559021518944235,0.61,0.48099999999999998,-2.4283599644318501E-2,0.31467758126269402,0.29914433944657198,2.3732190602587,null,{"$f":"-LN(-LN(1-(1/B57430)))","v":2.8933897589496334},{"$f":"D57430*(C57430^((E57430*J57430)+F57430-1))*EXP((G57430*J57430)+H57430)","v":17.820594418643616}]
[0.89714174726767637,28.818812042178411,1.3149999999999999,0.77800000000000002,-2.4103532716445799E-2,0.28983440519501302,0.30692734192813698,2.40823844857292,null,3.3434223935276375,19.430811630060276]
[0.10808804140821904,8.6757319238523607,1.8140000000000001,0.64200000000000002,-2.2363125285225799E-2,0.40298519146820799,0.27772227777883601,2.4268123013204699,null,2.099921509456502,8.8758198593225135]
[0.18849314903322256,9.8540337482502949,1.8320000000000001,0.77,-2.2916586137060799E-2,0.42460155090483698,0.28815151637733799,2.2770112272012599,null,2.2348540826347505,9.7792809334587361]
[0.12227897311003633,8.9095871442844885,1.526,0.42699999999999999,-1.8358246218318702E-2,0.31210535537180301,0.28919814555492102,2.3545546326833602,null,2.1281922360926608,6.1214629293572118]
[0.78655659067399553,27.47056565581148,0.97399999999999998,0.374,-2.9017665636755501E-2,0.38088358873813,0.30700470098389798,2.4366548990348602,null,3.2946315318981534,11.982548787059333]
[0.15546104182007181,9.4082457086134585,1.091,0.439,-2.08094247487732E-2,0.35050516470145598,0.29971500176594301,2.2847657905209999,null,2.1859257866116888,7.8157064905956268]
[0.94648144563342695,29.393416915435228,1.8720000000000001,0.32400000000000001,-3.0617646292983899E-2,0.43583403992060099,0.30853047553504798,2.4420266628703899,null,3.3635139470447419,6.9202660265375702]
[0.41783845960648125,22.093358754189737,1.196,0.67800000000000005,-2.6754703123454699E-2,0.38840811648356799,0.31781967965253299,2.4542096774234801,null,3.0722070386525275,18.501162126293462]
[0.19848007233584297,9.9809646698185261,0.53600000000000003,0.78400000000000003,-2.4574455844190601E-2,0.42985516979704502,0.30726309772820098,2.5715073621308902,null,2.2483578778011148,30.235274939610413]
[0.44860047205446718,22.615976595074613,0.53400000000000003,0.64300000000000002,-3.0706143901589801E-2,0.48127723082282597,0.30567370109759201,2.4255714287167698,null,3.0961298571952587,27.534373388235657]
[0.66295100415297881,25.845788912710034,1.617,0.315,-2.4714405847163699E-2,0.38318773432553999,0.30707575310106999,2.4582085025148599,null,3.232482856459808,7.1052041616628223]
[0.89263905138616462,28.765595942531739,0.58299999999999996,0.77,-2.9613656731754E-2,0.42562551307581098,0.291935030245635,2.41927577589711,null,3.3415410555151723,33.007379002722985]
[0.43809134524113469,22.439511866348081,1.357,0.64100000000000001,-2.5178999823336701E-2,0.43556751792591197,0.29773560755897499,2.40917861624437,null,3.0881160400395484,14.700037189802206]
[0.48216684621837469,23.166181566212931,1.554,0.57399999999999995,-3.0785762889623799E-2,0.380938506453949,0.30619242275297698,2.3447613771470799,null,3.1207117764003351,11.357964632211603]
[0.85096764245080625,28.266579403705492,0.83599999999999997,0.65300000000000002,-2.7409522498904399E-2,0.41727772042322497,0.28476688631897201,2.41059698810695,null,{"$f":"-LN(-LN(1-(1/B59734)))","v":3.3237250154541185},{"$f":"D59734*(C59734^((E59734*J59734)+F59734-1))*EXP((G59734*J59734)+H59734)","v":21.149272498967068}]
[0.42131118419024782,22.153299420767951,0.89,0.37,-2.8453012836075799E-2,0.38992415695420302,0.30857526263384799,2.3912973723269801,null,3.0749800659141404,11.327101027881872]
[0.15262661776940423,9.3678744511690724,1.3759999999999999,0.60799999999999998,-1.84504526308398E-2,0.372394635163038,0.30162527054542398,2.4390454585747001,null,2.1813739793930349,10.872719555164972]
[0.48048397421529165,23.139061742448316,0.86,0.56599999999999995,-2.3420521508456599E-2,0.409731212711475,0.30324588926871598,2.3487537017856601,null,3.1195141826039818,16.871361789002322]
[0.27317065743400704,19.326292832012165,0.62,0.77300000000000002,-3.0033411668373099E-2,0.42779679539153198,0.30455075389596198,2.3921896943966798,null,2.9350192560036708,28.339245614734271]
[0.86365334044664632,28.419759831115424,0.59199999999999997,0.33800000000000002,-2.3225075205915401E-2,0.41225110983838498,0.309566050800264,2.5178715167307502,null,3.329227756604701,16.650501005922806]
[4.7333663353365751E-2,7.4324283995979652,0.84,0.61899999999999999,-2.69255373960176E-2,0.33926334408613001,0.308908863600177,2.3718263286839001,null,1.9344722534506693,13.654035449671836]
[0.33319583011412213,20.546601699311907,0.98899999999999999,0.58099999999999996,-2.3369510708047801E-2,0.45757855227567301,0.29596498324827702,2.4696024234090999,null,2.9978522263116707,16.787453499665048]
[5.6168481366268841E-3,5.8379176672432447,0.98899999999999999,0.76400000000000001,-2.2982468739971201E-2,0.41865240161261202,0.31283383271806398,2.3478543711555901,null,1.6718997895980707,13.579332472347346]
[0.27807526009734496,19.43074210909532,0.79400000000000004,0.77600000000000002,-2.0656576753070199E-2,0.44979689718464999,0.29276353542993599,2.44861512835408,null,2.9405545645340481,24.454818916466259]
[0.81657586797056603,27.845456272878327,1.0249999999999999,0.46899999999999997,-2.9936919497713502E-2,0.34436807839016698,0.29707966052032297,2.4225378206166099,null,3.3084389244255945,13.868502904620961]
[0.58317575991587722,24.715264707165854,1.952,0.752,-2.85450494393116E-2,0.405303351238607,0.295648441680049,2.3214101928016802,null,3.1868410659412043,12.428169088126612]
[0.45066267415361194,22.650360731136445,1.2430000000000001,0.5,-2.4012512250236599E-2,0.38993525389248002,0.299820692964062,2.3650623025712898,null,3.0976838979613279,11.608973728759876]
[0.6411963630952866,25.544575921239545,1.329,0.60899999999999999,-2.1594866667583101E-2,0.418141325049458,0.28527630139381999,2.3001407741028199,null,3.2205243919164808,12.650109734911293]
[0.3066990436846504,20.022757625107339,1.806,0.434,-2.39705875806424E-2,0.39665031561863301,0.30549870701679699,2.3875653258374099,null,2.9713621371851198,7.8605049694948841]
[0.89708996637092187,28.818200818306863,0.55100000000000005,0.371,-2.8009575792436601E-2,0.34571181783405402,0.28827172609715301,2.3496080179103802,null,3.3434008051385065,15.921136138434312]
[0.51964667233348472,23.758356677803565,1.232,0.55400000000000005,-1.9419561929805301E-2,0.41798964162054603,0.312351335060155,2.46290679884779,null,3.1465104139530404,15.194815981265963]
[0.14907694929444648,9.316783369802776,0.84299999999999997,0.41699999999999998,-3.0511529432823498E-2,0.420635525178708,0.30337386042047099,2.3478556289078698,null,2.1755836003276707,9.4261472237719328]
[0.62263480110193692,25.283509085671454,0.83799999999999997,0.34100000000000003,-2.3153149070817201E-2,0.42780442050989598,0.30663142247200997,2.3453148593723201,null,3.2100427789157142,10.676081226934537]
[0.44704764246875839,22.59003329275841,1.954,0.52300000000000002,-2.0934527034250101E-2,0.42960466382356799,0.30718437138687099,2.5100896974677198,null,3.0949557109709711,10.882324986490746]
[0.1930660440133094,9.9125609921571129,1.1919999999999999,0.41099999999999998,-2.57983116702038E-2,0.48180231864236001,0.321035649103455,2.3571912232503101,null,2.2411033248424679,8.055348954281671]
[0.11151695218506918,8.7335799205499338,0.83799999999999997,0.627,-3.00973079537026E-2,0.41652575088310201,0.295217772907787,2.3155985007980502,null,2.1069896823598042,13.265144684225065]
[0.52423635487046361,23.829384382850019,1.4370000000000001,0.34899999999999998,-2.5582491060581001E-2,0.351837184430428,0.30186555459195102,2.4701344815973498,null,3.1495605547921168,8.1987855173416762]
[0.34087559361884345,20.694502981647901,1.071,0.438,-2.42507046329626E-2,0.38913341913460597,0.30934063676683399,2.4034071324491002,null,3.0052060439081569,11.711873317071968]
[0.21171321586309533,17.92798427489447,1.9830000000000001,0.76600000000000001,-2.3292681864577801E-2,0.35452149675684302,0.28328073644593998,2.40850965806038,null,2.8578027457584416,11.752003047141804]
[0.28311766209379774,19.537170074739613,1.631,0.32300000000000001,-3.0365344520101301E-2,0.37405471176121902,0.30046043511183701,2.3320455098950998,null,2.9461633793178494,5.6812766793194056]
[0.64912941057732787,25.654999654006826,0.67600000000000005,0.752,-3.6384999212974597E-2,0.39944330707926701,0.31077367045177401,2.3692508680011102,null,3.2249249523831471,29.007501066539515]
[0.80408171266972106,27.690276719265924,1.1870000000000001,0.72899999999999998,-2.2377998045542101E-2,0.41225759668575002,0.28636353627885602,2.39611976155838,null,3.3027467017771808,18.400873728757183]
[3.1333431012127488E-2,6.9790600992683212,1.7270000000000001,0.40799999999999997,-2.61922940365172E-2,0.40514465688997497,0.28831006717150398,2.3904717070611601,null,1.8665851551140848,5.3677321438574328]
[0.92208593440819397,29.111231346374066,1.72,0.71,-2.88610884817549E-2,0.34956750593560998,0.29042091313649299,2.3534892829459899,null,3.3536975321790989,13.193776303882617]
[0.79267110113580519,27.547498207125496,0.98299999999999998,0.73399999999999999,-2.4889298044427698E-2,0.427825534314482,0.31654961572963802,2.36656706660566,null,3.2974805857131946,22.47390463090429]
[0.95362912084339568,29.475404132646755,1.675,0.47,-2.7853656822018898E-2,0.39585618545876,0.29317989656221499,2.35368505592084,null,3.3663480672698385,9.2591980528880811]
[5.9254626909169272E-2,7.7215488905485712,0.54600000000000004,0.44600000000000001,-2.4480373268707702E-2,0.38745056854015503,0.30286972265671402,2.3551909132820201,null,1.9754681974141093,12.75603511350997]
[5.7948039410720131E-2,7.6913760284174373,1.177,0.61399999999999999,-2.527363990288E-2,0.302279256680342,0.29524281014494902,2.4123191838279201,null,1.9712677807062138,10.856190300043421]
[0.95874227730185813,29.533866090375266,0.68300000000000005,0.72099999999999997,-1.7366100033608799E-2,0.32111450343328202,0.29685646570768498,2.44780974467395,null,3.3683640747942603,30.016534724116237]
[0.67668527145911062,26.033412638860291,1.0069999999999999,0.315,-2.9029104565927701E-2,0.39450060514697,0.28635015992823598,2.3744862869260901,null,3.2398600521382921,8.5178017997540589]
[0.97566273828035877,29.726225149417825,1.2549999999999999,0.36799999999999999,-2.4158531052555599E-2,0.40278207560699197,0.305041604880746,2.3926414831612401,null,3.3749688550447097,9.6630205480385012]
[2.4255921633833388E-2,6.7412610959385653,1.897,0.72499999999999998,-2.5985425307519499E-2,0.38430003034375798,0.28873513223466302,2.3763431034067399,null,1.8290369758806553,8.6557089531973972]
[0.65003064789732301,25.667501607178774,1.855,0.33400000000000002,-2.9648043996140499E-2,0.353061268548651,0.31950213711759201,2.38850495091304,null,3.2254219565265325,6.4469012725860617]
[6.0660861455295034E-2,7.7536535152251602,1.9179999999999999,0.51900000000000002,-2.2537600746576798E-2,0.37521157084012102,0.29564676979312299,2.3321171005095098,null,1.979918187007814,6.206804001580319]
[0.96843549058923506,29.644268425227832,0.81799999999999995,0.65100000000000002,-2.59633877253196E-2,0.48343253285041998,0.28471866411531499,2.42380581357975,null,3.3721601476461358,21.672422232142591]
[0.52152781766855705,23.787506155139226,1.1319999999999999,0.54700000000000004,-2.65873552845882E-2,0.41559331835129498,0.28233409131230103,2.3476193224587698,null,{"$f":"-LN(-LN(1-(1/B65750)))","v":3.1477633053017668},{"$f":"D65750*(C65750^((E65750*J65750)+F65750-1))*EXP((G65750*J65750)+H65750)","v":12.809653030968434}]
[0.98581293571891171,29.84081719839234,1.274,0.44800000000000001,-2.4844413475443701E-2,0.34969810418333303,0.30039431296805003,2.37791954706345,null,3.3788828130756157,11.157902378339022]
[0.25982653470337747,19.037270363149254,0.55500000000000005,0.76200000000000001,-2.4429197756571801E-2,0.38938652759762399,0.29617104585411502,2.4141052573167801,null,2.9195407345840261,30.219724575390476]
[0.87339478213214694,28.536626057718276,0.60799999999999998,0.496,-2.68209124199165E-2,0.351363890770922,0.28401207251345001,2.33133152493075,null,3.333405699283742,18.993834247338285]
[0.56683912515864199,24.474389651034208,1.766,0.42799999999999999,-2.0324179498253801E-2,0.36559656809264202,0.32729512241312397,2.3025631492425198,null,3.1768411501982707,8.1350299059262881]
[0.3390756964706475,20.659990262881252,0.71499999999999997,0.44800000000000001,-2.6160826985018999E-2,0.38278594767249602,0.28773970703645901,2.40807295185212,null,3.0034948657611071,14.920759965239846]
[0.19026342019729092,9.8767742950295911,0.84699999999999998,0.4,-2.4518931998451898E-2,0.42872426496921101,0.30935901592995402,2.3756682766695798,null,2.2372868528899628,9.539818210036886]
[0.2331366654398217,18.43600178555166,0.51200000000000001,0.58399999999999996,-2.1606445262616798E-2,0.35807032804536798,0.31082461722156501,2.3929627930067801,null,2.8865508382219418,25.12335963479066]
[0.52028402012675901,23.768238665597536,1.5189999999999999,0.44900000000000001,-1.95210386333367E-2,0.34218659285394698,0.30983344748487801,2.38590284179929,null,3.1469353336115309,9.5784364007641631]
[0.26851833758973365,19.226346107206162,1.165,0.38,-2.6134825044091599E-2,0.39929032591545499,0.28719649127604102,2.3125594009486501,null,2.9296937053758625,8.0280261843341858]
[0.78808931618778666,27.489878355540732,1.873,0.35299999999999998,-3.2505987121835903E-2,0.37188611177473202,0.31095819827008497,2.33688008213214,null,3.2953475053873222,6.4167989584706833]
[0.38871315619372404,21.580503033388986,0.84499999999999997,0.38200000000000001,-2.4769228727071099E-2,0.47650618613512602,0.30759289704063097,2.4464462002560099,null,3.0481610167409681,12.460779090670746]
[0.89786906287932289,28.827395442908553,0.91200000000000003,0.438,-2.4652696454339301E-2,0.32315700972656902,0.290370974474086,2.4723421223656099,null,3.3437255094807528,14.697353000760241]
[0.26250711407581384,19.095914703201412,1.956,0.66700000000000004,-3.2075282249798498E-2,0.261974657225368,0.302219272869304,2.3009303500059302,null,2.9227008599772253,9.2186134321966833]
[0.7480448809619733,26.978980006936908,1.1990000000000001,0.52,-3.1109999431815999E-2,0.39429042759527599,0.30491507228662201,2.3754928153227302,null,3.2762323379130449,13.357955555148818]
[0.20375326882931433,17.732715808979634,0.91700000000000004,0.66500000000000004,-2.7725794329216801E-2,0.44498747406136002,0.30201711132958597,2.3786940354974799,null,2.8465289413770125,17.909929962772413]
[0.25676207176699206,18.969855776488451,1.373,0.32900000000000001,-2.7066248508797301E-2,0.40343858836357099,0.28526706481028002,2.4895814383548101,null,2.9158956258852875,7.3563641382642606]
[0.93289719483910394,29.236741307611759,0.53100000000000003,0.79800000000000004,-2.4387625758445199E-2,0.39521908853679399,0.29595836285025201,2.4105666363057598,null,3.3580755635110906,37.09313949804973]
[0.41274962236211377,22.005071551718601,1.0069999999999999,0.69099999999999995,-2.5826561555955301E-2,0.33580051698796298,0.29480839841026601,2.4403308943937398,null,3.0681085586114794,19.49257593760948]
[6.1024610471511753E-2,7.7618972299741653,0.72699999999999998,0.30399999999999999,-2.6637806175781702E-2,0.498733767426709,0.312661645440792,2.3721028534509299,null,1.9810576417874386,7.2240739595068151]
[0.58158494023191676,24.691958440714018,0.80900000000000005,0.59,-2.3714325971860999E-2,0.32509868328951302,0.29305825846396599,2.46751085898009,null,3.1858778666531848,20.750888553796209]
[0.77128876293260407,27.277150590556797,0.60499999999999998,0.53800000000000003,-3.5480787813893098E-2,0.383765597607581,0.29920905079967502,2.3165106275651501,null,3.2874326939354885,21.084389255756367]
[0.96287074526370409,29.58095582109776,1.6080000000000001,0.53600000000000003,-2.3453166067545401E-2,0.33354193193980702,0.29023728332675702,2.4180659022324602,null,3.369984970707848,11.228291036297481]
[0.24010002347071091,18.596053850282743,0.54600000000000004,0.66,-2.4373595080278199E-2,0.36225751078610202,0.30940833769718501,2.5171095968030301,null,2.8954393325141057,30.756279846046542]
[8.0316321436962768E-2,8.1685233437076565,0.60399999999999998,0.503,-2.5373326323984102E-2,0.34920785161127699,0.31562693532661901,2.4252752613769402,null,2.035704372895077,15.406548298057064]
[0.25450106356032332,18.919857968397213,1.1200000000000001,0.623,-3.2128171881189597E-2,0.37125308743437002,0.28842015516370501,2.36558995191651,null,2.9131836315253326,14.164516191397341]
[0.8486244318581585,28.238160384804289,1.518,0.30299999999999999,-3.2057625785037597E-2,0.42963199147696501,0.29774388860375101,2.36350231816402,null,3.3227007723721838,6.5290783639363683]
[0.16218975469937702,9.5026347106357782,1.605,0.33,-2.8935646988134299E-2,0.29683950862955499,0.28426981718066002,2.39053313795793,null,2.1964876986592636,4.6810081730236481]
[0.21362710079287206,17.974384346546586,0.94,0.74099999999999999,-2.9913592339161799E-2,0.35707699537721799,0.29704934085879797,2.4144262977759499,null,2.8604630529066313,20.276161885502543]
[0.89983736938962933,28.850606953883371,0.71199999999999997,0.77700000000000002,-2.9930971954791299E-2,0.40048798419312898,0.30475722863971799,2.44330686026646,null,3.3445447455040318,31.434636144952933]
[0.4315693128480006,22.328930717591767,0.623,0.55500000000000005,-2.86003057662866E-2,0.43564301040704201,0.27827925256411201,2.5045745723722699,null,3.0830612618335032,21.813388917931121]
[0.83207961820713672,28.036374156969053,1.73,0.54200000000000004,-2.6740302211362001E-2,0.33612972023700799,0.32954722468939901,2.4228031791085698,null,3.315397909680462,12.066330932996706]
[0.93030836617296353,29.206753616263146,1.46,0.70399999999999996,-2.6220802725203701E-2,0.41141818106433198,0.299948372714748,2.5035646677452901,null,3.3570312762762504,18.237346519056945]
[0.78376348287388675,27.435323393241479,1.5049999999999999,0.66,-2.92768272571097E-2,0.41875744339262,0.31641418583929698,2.3930496514409199,null,3.2933236838687181,15.526770895277634]
[0.48824056212023004,23.263669205363335,0.7,0.77100000000000002,-2.6192548410534599E-2,0.33913399466572097,0.29232157745621001,2.44342692350929,null,3.1250049576840833,28.840344109588852]
[0.92522357193300442,29.147732206515343,1.4890000000000001,0.66200000000000003,-2.8111340220234701E-2,0.28824844213490303,0.29998381058415702,2.3392213525293202,null,3.3549727312695397,13.6299706064285]
[0.4939200996348706,23.354282834484675,0.63900000000000001,0.50900000000000001,-3.2542954410653503E-2,0.38545050285932703,0.31922115513827498,2.3263271687912201,null,3.1289789541252322,19.505288577531569]
[0.69999895320305072,26.347593170453948,1.548,0.77800000000000002,-2.60024522306362E-2,0.34739404829118398,0.30039221582470499,2.3157996364239701,null,3.2520927366771182,15.17361956448196]
[0.56892992225637695,24.505409313115816,1.748,0.35699999999999998,-2.5588180676071801E-2,0.35510514911294999,0.30230486659375,2.3174606624292999,null,3.1781345550736759,6.3131474078334708]
[0.50038611717626624,23.456812396270376,0.71899999999999997,0.66200000000000003,-3.0444062880453999E-2,0.41860666766393301,0.30756191237978198,2.29810370192937,null,3.1334565731889019,21.598292936471978]
[0.91400269825302349,29.016910106148941,1.292,0.63800000000000001,-2.6822970527362201E-2,0.35258908745511602,0.30299053622414401,2.2116554220451499,null,3.350394760692744,13.309684506513044]
[0.37644960051196419,21.358824598556637,0.68100000000000005,0.41099999999999998,-1.9169937744031501E-2,0.38445414388689397,0.30864965576775599,2.36186253583586,null,3.037585522128011,14.427127251561679]
[0.57056608983912416,24.529644227802109,0.86399999999999999,0.53400000000000003,-2.1920504954382702E-2,0.38185384033006298,0.29870586952977102,2.4850390500903901,null,3.1791438980337374,18.317519301943339]
[0.45730783238283601,22.760626920900378,1.96,0.59199999999999997,-2.7104658664498599E-2,0.37687181846853901,0.29356029492008701,2.37474356375419,null,3.1026513039999917,9.8294928645405957]
[0.19559869501697669,9.9446776312639518,1.1000000000000001,0.32200000000000001,-3.08321961564384E-2,0.36500500576876399,0.310009812294545,2.3743288722631601,null,2.244516022770068,6.4871925623745161]
[0.42386396278978611,22.197204047690519,0.85,0.46400000000000002,-1.9536101551506799E-2,0.43498266534177199,0.30062548022056201,2.3657874262571998,null,3.0770063503046119,13.798207281956367]
[0.69376861368363707,26.264150609245029,0.72899999999999998,0.65100000000000002,-2.95554938890609E-2,0.41087752914929399,0.29922561192626002,2.3188965122093399,null,3.2488584524614379,21.722616153109378]
[0.79447013879959472,27.570077094719753,0.78300000000000003,0.58699999999999997,-2.8183372754585299E-2,0.46346743794672801,0.291426430634945,2.40479908007703,null,3.2983152140188543,19.83151565018586]
[4.3755997435803384E-2,7.3386961494549521,0.94299999999999995,0.38600000000000001,-3.0064690596336801E-2,0.39515908781805398,0.29650359519193797,2.43293595082856,null,1.9208110968699614,8.0803254498574137]
[0.42207620771471088,22.166470800987589,0.69499999999999995,0.45100000000000001,-2.22145121960452E-2,0.331195226280116,0.300007446374495,2.4329318896769299,null,3.0755883822500434,16.903866050787173]
[9.4823015511693587E-3,6.0887091870174377,1.254,0.54900000000000004,-2.4115012859533699E-2,0.40462940565543898,0.30426192050190298,2.2738786282780401,null,1.7180709852061764,7.7899358012719757]
[0.40630042306938807,21.892397490445312,1.4670000000000001,0.55000000000000004,-3.1619025753944201E-2,0.37505526113223098,0.28175092684477498,2.4178089408995,null,3.0628534625716406,11.093174989771848]
[0.55902423996581307,24.357936195916281,1.677,0.63800000000000001,-2.7893331600761701E-2,0.31688332831536198,0.30269718821536301,2.4635821230058599,null,3.1719704846355201,13.13647660617951]
[0.50932523778421634,23.597472338956528,1.6919999999999999,0.54700000000000004,-3.14036965727904E-2,0.40600892424741297,0.29712238522155698,2.3988230230143199,null,3.1395669540865274,10.634611030833533]
[0.90934666556184851,28.962390660118249,1.028,0.66500000000000004,-2.8076946816026099E-2,0.32619539593678198,0.31012207091215499,2.3661370570833902,null,3.3484807090988236,19.59752182779237]
[0.43560296563761403,22.397419114046283,1.1359999999999999,0.629,-2.20690871722415E-2,0.45351694032911299,0.27978269221051799,2.3559617363762499,null,3.0861949486811611,14.547700020438946]
[0.14724771786286261,9.2902173293270138,1.5880000000000001,0.78800000000000003,-1.83048628952533E-2,0.35802586479954202,0.28107477159447503,2.39349563775564,null,2.1725594224316525,11.595312999052672]
[0.34635411254858672,20.798995611359221,1.498,0.373,-3.4721337052935397E-2,0.37247901435145703,0.31410444030576201,2.3082273650911298,null,3.0103691131491881,7.1834430873930861]
[0.8957098979513336,28.801903927746597,1.5129999999999999,0.59399999999999997,-2.4073608378203201E-2,0.33320176454921502,0.30706184907561901,2.3800709110040401,null,3.3428250280005094,13.147186342207418]
[0.70483665846273047,26.412128465416355,0.93,0.56999999999999995,-2.8572039017450399E-2,0.36432727462348502,0.31877101354637399,2.4064273526222499,null,3.2545870079269106,18.815029765494916]
[0.31307771646179361,20.150869219067417,1.3029999999999999,0.79100000000000004,-2.44580095509985E-2,0.401819701528566,0.30819838199101501,2.4752438860993999,null,2.9779057099586068,19.7070316106823]
[0.13077475650058745,9.0431231198880688,1.3740000000000001,0.311,-2.73004491475736E-2,0.37201911672653099,0.30554503047208298,2.3771145268873801,null,2.1439831596352539,5.1867771373148699]
[0.78420206694385564,27.440861414311783,1.413,0.48799999999999999,-2.66488470868529E-2,0.376833594419347,0.30927939291308898,2.3487539675845301,null,3.2935293143690374,11.069059869804656]
[0.41564091691131189,22.055299499947527,1.244,0.43099999999999999,-2.5176979219027101E-2,0.37146665684749203,0.27693917731255502,2.3628627542060401,null,3.0704423071362648,9.1837384119614551]
[0.1985927144329277,9.9823778764878881,1.333,0.67100000000000004,-2.6139203279896401E-2,0.41416757104645102,0.301303398553323,2.4205112737066399,null,2.2485072009384588,12.35088101374841]
[0.3217060202604014,20.322104230503445,1.9550000000000001,0.63600000000000001,-2.7274806000068701E-2,0.413304369911215,0.29592735890842298,2.4509059511064799,null,{"$f":"-LN(-LN(1-(1/B75478)))","v":2.9865855422590504},{"$f":"D75478*(C75478^((E75478*J75478)+F75478-1))*EXP((G75478*J75478)+H75478)","v":11.40711864381854}]
[0.10680856607809397,8.6539117066182296,1.5229999999999999,0.33300000000000002,-2.4114168036633798E-2,0.44161497832784902,0.29222661708792003,2.3290838913649901,null,2.0972423376025611,4.8849707878044688]
[0.71227799658487512,26.510965577022617,0.69799999999999995,0.69899999999999995,-2.2229535609149201E-2,0.425998032123028,0.282689856383191,2.4097915033205601,null,3.258395012099462,24.660895233809857]
[0.80425567221792749,27.692445570168719,1.976,0.72299999999999998,-2.6997494975161299E-2,0.31566230933095901,0.304386151811809,2.3868492267747001,null,3.3028264822608335,12.692645185673873]
[0.18022493742435264,9.7463793756972343,1.17,0.69599999999999995,-2.68473198383276E-2,0.37748233089486199,0.30484697750458101,2.37548892546614,null,2.2232561089510829,13.24641951841363]
[0.26771728658491278,19.209049836901269,1.9530000000000001,0.49099999999999999,-2.4047751771335901E-2,0.34511654575588901,0.302954346977024,2.4908764205387199,null,2.9287692057554615,8.8582371923438679]
[0.98158168536162349,29.793119959603203,1.1000000000000001,0.79400000000000004,-2.36761472787448E-2,0.40061408496244999,0.31242630122614701,2.43425573487086,null,3.3772555472578798,24.385257689574672]
[0.19635600624894278,9.9542406866358277,0.92,0.72499999999999998,-3.11025310927113E-2,0.41887812930746199,0.30623494644943899,2.4071991480273001,null,2.2455299378719222,16.904056980160235]
[0.72465650787718594,26.674242182777316,1.234,0.54500000000000004,-2.7672783874433501E-2,0.412934479922898,0.29825285113449201,2.4658336253120798,null,3.2646541468009889,14.733505733471077]
[0.31083297713222757,20.105935185211379,1.2729999999999999,0.63600000000000001,-2.5844048238773801E-2,0.42534923705574701,0.29023620687003099,2.3184712008657402,null,2.9756154826581063,13.095601888538217]
[0.3332754950253094,20.54814462975154,0.97199999999999998,0.64800000000000002,-2.4902353980641501E-2,0.41371517871650798,0.28594983013743203,2.43309922829124,null,2.9979292224660194,17.730075089683947]
[0.55460986484787289,24.291795489176391,0.63700000000000001,0.38700000000000001,-3.11124418709781E-2,0.40617492878509798,0.29597216828714301,2.4746501452649601,null,3.169193546562576,16.048044533675739]
[0.89855624779613996,28.835502048577546,1.675,0.57699999999999996,-2.9281422263868401E-2,0.30570273454159502,0.27489644586076201,2.38794418723587,null,3.3440117034381438,10.471458763524845]
[0.85198179614156888,28.278867169418891,1.089,0.308,-2.1747706968830102E-2,0.44550507761392399,0.29984936517602301,2.38571926473199,null,{"$f":"-LN(-LN(1-(1/B77334)))","v":3.3241675511628772},{"$f":"D77334*(C77334^((E77334*J77334)+F77334-1))*EXP((G77334*J77334)+H77334)","v":8.596657426459462}]
[0.61820671879555622,25.220655765790184,1.087,0.79,-2.8857347596380901E-2,0.35600069635472398,0.30319811407661201,2.38106356237591,null,3.2075027720993274,21.251023454629149]
[0.17534729593925236,9.6817103704102152,0.72199999999999998,0.73899999999999999,-3.1226414649041401E-2,0.42012803004583299,0.32343441044174898,2.4754019325706502,null,2.2162237411852628,22.22396998200086]
[0.78784744495432291,27.486831970235091,1.8,0.71199999999999997,-2.9879468109180199E-2,0.39181565765871701,0.30199442747779798,2.4710808615809099,null,3.2952346017822323,15.047170150717941]
[0.1045289328998662,8.6147083717062536,1.6870000000000001,0.6,-3.0796050965326699E-2,0.46573340973921601,0.298333771077123,2.43275120272089,null,2.0924106450922881,9.3284484112285622]
[0.79479302748288239,27.574126814017237,0.88,0.58799999999999997,-2.8372057737682199E-2,0.39477011592779698,0.29463241422799502,2.4711445599052499,null,3.2984648381788402,20.111316211089711]
[0.9493012341835958,29.425798074617859,0.64400000000000002,0.35299999999999998,-3.09596818573094E-2,0.39911031601622898,0.32729817010519502,2.33643782986546,null,3.3646342535600855,14.979079067647694]
[0.17947648399446336,9.7365135383853723,1.407,0.33200000000000002,-2.53892609948266E-2,0.377397703488283,0.30642322131307198,2.4367888729116798,null,2.222186456004815,5.9490967681913167]
[0.11246475258669308,8.7494124970902618,1.9370000000000001,0.48899999999999999,-2.5075232498901999E-2,0.34795540068564401,0.300174664819292,2.3973575411242698,null,2.1089154923313655,6.3531617969537084]
[0.31036004886372837,20.096447680072316,0.746,0.495,-2.61876600219552E-2,0.380308125100843,0.30539537269615902,2.3447430791301702,null,2.9751312456001164,15.714053466918028]
[0.87742934354729385,28.584836971400289,0.70799999999999996,0.379,-2.9380848852848699E-2,0.43337034478483599,0.301813518473319,2.4509877278738799,null,3.335124155302736,15.132645881511019]
[0.7372475581288952,26.838897800158481,0.65200000000000002,0.42899999999999999,-3.4345138981363099E-2,0.33640730058858898,0.28302927685842699,2.4279785078136098,null,3.2709267093027794,17.104183541856898]
[0.1401351898840546,9.1853194305222186,0.59799999999999998,0.42599999999999999,-2.56641456269785E-2,0.38798199509674097,0.29901840073977298,2.45657069520351,null,2.1605278817159159,13.362867099788286]
[0.32654499988862795,20.417133024707457,1.3759999999999999,0.48499999999999999,-2.86257246280614E-2,0.338660238865719,0.293282785469965,2.4517882559098498,null,2.9913701894273546,10.666210463584903]
[0.16544634880328624,9.547614055789122,1.8420000000000001,0.32900000000000001,-2.2550679989492901E-2,0.460728555453644,0.31649427692371501,2.4113916845799399,null,2.2014817262786011,5.1382359858070297]
[0.15191814395750614,9.3577250939783099,1.2450000000000001,0.318,-1.9144845300201399E-2,0.40131710211302701,0.28365463075634501,2.37132689040725,null,2.1802263789533027,5.4943202145954357]
[0.43323892687105758,22.357318167505316,1.127,0.78900000000000003,-2.2100840839125401E-2,0.360975041070836,0.27500509593849098,2.3625821605311299,null,3.0843613219373092,17.979944756568443]
[1.1859686913902379E-2,6.2175634949512073,1.2130000000000001,0.78100000000000003,-2.4430688306110102E-2,0.395078489986952,0.29043648919321902,2.3767903688433099,null,1.7409851066992332,12.307815513575102]
[5.9498285313620336E-2,7.7271387321151348,1.4710000000000001,0.57599999999999996,-2.4380426826330098E-2,0.34050719771374199,0.29230510769857798,2.3058571632965301,null,1.9762444294115322,7.8362019135790257]
[0.22354517532739371,18.211575786787243,0.51300000000000001,0.68400000000000005,-2.8280783984681299E-2,0.38426363688451398,0.27733176891633599,2.4196138488692598,null,2.8739526866313616,27.169564069888633]
[0.87978037236047213,28.61287944083946,1.5960000000000001,0.33800000000000002,-2.21720283840172E-2,0.45334843117446599,0.30331239028951401,2.37236560799888,null,3.3361223593124754,7.4588648155199575]
[0.8361311391276901,28.085972018482742,0.68200000000000005,0.45400000000000001,-2.9605746158111401E-2,0.37531373638702598,0.31519679165890602,2.3546783818550798,null,3.3171978606496419,17.944086630647153]
[0.67152193417185424,25.963101687514886,1.903,0.5,-2.89919708539088E-2,0.34238635227072001,0.29369510391820097,2.38036365628439,null,3.2371018626076946,8.622904864433643]
[0.50763617975149744,23.57098962515439,1.83,0.66200000000000003,-2.68834456943952E-2,0.35364346291946402,0.28469646033365198,2.48471833363784,null,3.1384193740365922,12.480093575970514]
[5.0735106239913397E-2,7.5183106003805751,1.0469999999999999,0.42899999999999999,-2.6168744993044699E-2,0.42958965078831801,0.31220165241854497,2.4208664717644601,null,1.9468269835382632,8.6178228109322532]
[0.52379842399517129,23.822620629974683,1.4470000000000001,0.54500000000000004,-2.305820217158E-2,0.366454882604965,0.294113386723732,2.43905161337688,null,3.149270499709401,12.150901336675165]
[0.86170022808048785,28.396249526809822,1.4990000000000001,0.49199999999999999,-2.6092086435962399E-2,0.38523924987644198,0.30792838790971,2.3295171010505298,null,3.3283851546949066,10.602992286816447]
[0.6791972987741548,26.067522779431478,0.57199999999999995,0.316,-2.7498613202050801E-2,0.387455835650858,0.28901902891168002,2.3970261121309102,null,3.2411954036961603,13.114859573555627]
[0.64318762860602385,25.572357176478334,1.4770000000000001,0.65800000000000003,-3.3567415718640199E-2,0.428089411035181,0.28967697037812201,2.4579068818805898,null,3.2216333438303848,14.989653626865586]
[8.6378640903875037E-2,8.285929109549441,1.1839999999999999,0.73399999999999999,-2.83483587412592E-2,0.41165330626586899,0.283070791446005,2.3576099365638399,null,2.0509410133031478,12.425295924358361]
[0.57446746214624467,24.587291521683081,1.806,0.71,-2.94848402068058E-2,0.36894140228607197,0.30769481995939002,2.47682158897811,null,3.1815407226113388,14.655214595195048]
[0.11990341994558251,8.8714244785605487,0.63900000000000001,0.56100000000000005,-2.6931193324688601E-2,0.38835899368884802,0.29876134996236797,2.37067859476306,null,2.1236331119177163,15.281472063766481]
[0.34461496508889555,20.765914701272319,1.0820000000000001,0.74299999999999999,-2.2467862243291E-2,0.36993989185314002,0.30756125456526401,2.4187383720315401,null,3.0087374405175735,19.926824542217329]
[0.88440541403320527,28.667936608792136,0.71699999999999997,0.30399999999999999,-2.2907650996998399E-2,0.46381134335252899,0.309873571634875,2.4913418881039999,null,3.3380792881702011,12.664654288512445]
[0.62570028473885198,25.326890503856855,0.99299999999999999,0.64200000000000002,-2.58387770891516E-2,0.44343241651020399,0.31919448029312197,2.4055015895566298,null,3.2117921372981577,19.925764115572715]
[0.27909790895217912,19.45240426246199,0.85,0.34799999999999998,-2.4653789344270201E-2,0.30209250739930898,0.30669572421864599,2.4281254495892801,null,2.9416987263409626,11.023052662550461]
[0.18645626566262052,9.8277358262261583,1.712,0.55300000000000005,-2.6538398056000299E-2,0.39749383903362101,0.30216964173692801,2.4068004051071998,null,2.2320333329040505,8.4406793854557787]
[0.74726022218103616,26.968834215025701,1.9790000000000001,0.42799999999999999,-3.00537642819768E-2,0.44237073436880803,0.28066225059522099,2.3277295003887701,null,3.2758490093241432,7.0333930702370111]
[0.45001012467620516,22.639488968656376,0.85299999999999998,0.36599999999999999,-2.49335599723347E-2,0.33744835419584601,0.29495952132014303,2.4272220353503799,null,3.0971927940499198,11.626276715170254]
[0.73537401416371406,26.814486641016778,1.734,0.44800000000000001,-2.7856468475135801E-2,0.30458409515212398,0.31739859099946999,2.41815237988521,null,3.2699992463077492,9.2088594405121089]
[0.54265205231489455,24.111297221023172,1.625,0.40100000000000002,-2.7755965889428299E-2,0.42273495099702402,0.30801465472113898,2.2936398090771601,null,3.1615757856319697,7.6200762040709185]
[0.61390926000036938,25.15944094376956,1.139,0.54500000000000004,-3.1895337012014399E-2,0.39720661370029903,0.31215952949699599,2.2053773696941601,null,3.2050227609272892,12.269636342333349]
[0.7546773356308959,27.064527246175594,1.462,0.45700000000000002,-2.7007787876296801E-2,0.344279663890867,0.30111765682012398,2.35609485622413,null,3.2794586551016969,9.7555861863600395]
[0.54817117146366157,24.194850591977087,1.0069999999999999,0.36199999999999999,-2.9994102049173101E-2,0.36333016667304702,0.31383190089188401,2.5195806358844801,null,3.1651092950054895,12.081537311524126]
[0.19613550771106047,9.951458215907973,1.8140000000000001,0.59699999999999998,-2.4730891160959601E-2,0.35812598118737299,0.31227711413819098,2.3282289416734798,null,2.2452350349203978,8.1514859050366102]
[0.65751493026367802,25.770990449552269,1.256,0.45300000000000001,-2.2163130408280898E-2,0.44005971750887202,0.29519793678262202,2.3980555957765501,null,3.2295266040733406,11.196476434535667]
[0.25158869880775259,18.85512823886701,1.1479999999999999,0.45900000000000002,-2.3217391912129501E-2,0.36130560396254202,0.30010477053366202,2.4508579053826201,null,2.9096615785051458,11.563790791071606]
[0.87169321226404139,28.516259802728065,1.899,0.73,-2.6632995753758E-2,0.40015851831811,0.295698528574877,2.4472169494387002,null,3.3326788650391777,14.532040776220171]
[0.27294750375417709,19.321518300582252,0.69399999999999995,0.77900000000000003,-2.32294515859243E-2,0.30486709978184601,0.30596071047053802,2.3903462174673402,null,2.9347654947129689,27.587087798308488]
[0.86456981863955706,28.430782639170534,1.014,0.70099999999999996,-2.5550794867143001E-2,0.36067747269728401,0.297279579642102,2.4602231912820698,null,3.3296225661878385,21.861637161291235]
[0.74306129264069254,26.914450479305088,1.97,0.48,-2.7715879240184899E-2,0.371980025178413,0.30860350219589799,2.39612933342256,null,3.2737917723991115,8.8917429970795947]
[0.70524406885358726,26.417553220329264,1.3029999999999999,0.44500000000000001,-2.4151610151222198E-2,0.406071345119209,0.28074123162993497,2.3836428468460098,null,3.2547963899435288,10.0715784380786]
[9.168880319595063E-3,6.0705652899050033,1.915,0.58199999999999996,-2.6913729139294299E-2,0.34744760828976301,0.29351399239118803,2.4387559500127201,null,{"$f":"-LN(-LN(1-(1/B85206)))","v":1.714801645819612},{"$f":"D85206*(C85206^((E85206*J85206)+F85206-1))*EXP((G85206*J85206)+H85206)","v":7.0064351229453949}]
[0.66938093905631413,25.933867760488109,0.79400000000000004,0.71299999999999997,-2.2216485331832798E-2,0.416205838998157,0.32310377034830201,2.6072905705378302,null,3.2359528175291676,32.00248227477578]
[0.86324172311815217,28.414807260426233,0.54400000000000004,0.54400000000000004,-2.80540456834781E-2,0.37476763876663799,0.31341773708647302,2.4042301523772598,null,3.3290503170597967,26.477920386673222]
[6.7390096219135387E-3,5.9178105483917651,0.54300000000000004,0.36,-2.40828103767479E-2,0.37688181225489997,0.26174053037186501,2.3925160737924198,null,1.6868422052960088,9.1860977225297429]
[0.63396098794145128,25.443266247463686,1.0820000000000001,0.78400000000000003,-2.09787999323982E-2,0.41969335056614898,0.30580369301189703,2.29520543236573,null,3.216469932002052,19.774928733972381]
[0.59917136186761488,24.947863807112281,1.2529999999999999,0.58399999999999996,-2.32953564867086E-2,0.37134819423360999,0.29525724933663799,2.3137908278263599,null,3.1964033931733336,12.950277123895745]
[0.71010597254170205,26.482169963585996,1.7390000000000001,0.77900000000000003,-3.16305393446282E-2,0.37286454100939898,0.29444114734441401,2.4495715062402801,null,3.2572870689162672,15.719448961699065]
[0.69657013425552128,26.301717368128188,0.98199999999999998,0.61399999999999999,-2.2465734768693901E-2,0.39728496398968299,0.302644832562596,2.37197350273079,null,3.2503158578621609,17.817453224816894]
[0.63277263634467706,25.426571788195851,1.3919999999999999,0.38500000000000001,-2.84717264173589E-2,0.40723838966068898,0.31076884869218002,2.41282699284737,null,3.2158002311473712,9.3124497615968558]
[0.27360100175782831,19.335494850875047,1.81,0.78700000000000003,-2.16075040095879E-2,0.33224025773708898,0.27546429459275501,2.4793788908113799,null,2.9355081519003345,13.66237398942275]
[0.12775630348368761,8.996190427827603,1.7769999999999999,0.47799999999999998,-2.1033363931009401E-2,0.38700398310805501,0.30300765826585102,2.3624608977092598,null,2.1384617047321752,6.6458944885251698]
[0.78628828221465674,27.467182971837133,1.7210000000000001,0.438,-2.4439155969951901E-2,0.38743405947980097,0.29065020052183799,2.2227563733237701,null,3.2945060739603007,7.2318249479265342]
[0.6901241719975939,26.215167069730256,1.5249999999999999,0.78900000000000003,-3.1158357907539701E-2,0.37203807373297698,0.28879254796821202,2.39183858742369,null,3.2469549353635156,16.197493568676322]
[0.67009848888850365,25.943670648992892,0.65900000000000003,0.54,-2.8286770362928901E-2,0.36545657581855601,0.30411090381436401,2.4024440637126601,null,{"$f":"-LN(-LN(1-(1/B87062)))","v":3.2363382691246398},{"$f":"D87062*(C87062^((E87062*J87062)+F87062-1))*EXP((G87062*J87062)+H87062)","v":21.612369979657881}]
[2.3685227589226976E-2,6.720654947586346,0.81599999999999995,0.60099999999999998,-2.1745796961585E-2,0.47865579874144298,0.28931232475305202,2.3505997165135901,null,1.825715637188144,11.985828427126767]
[3.3720119408054305E-2,7.0530501518488986,0.54500000000000004,0.52600000000000002,-2.2408498262398401E-2,0.40071848537747801,0.30458561418390301,2.3611862180759502,null,1.8779851191606802,14.58550148055531]
[0.99727869809161018,29.969554192558402,1.419,0.441,-2.3977020583545599E-2,0.38847974691050502,0.30179660048222701,2.40182948098539,null,3.3832617012762465,10.609869495526823]
[0.29805350333244718,19.846971582500139,0.85799999999999998,0.625,-1.7645924484718301E-2,0.39141431120994502,0.31106940715157999,2.35808555400761,null,2.9623132007457116,18.371089131525657]
[3.0122179272797478E-2,6.9404309853998116,1.7829999999999999,0.496,-2.8088096131798201E-2,0.34302995627560101,0.32965507891182799,2.4641912575590399,null,1.8605811530582259,7.1435937765904356]
[0.63410682396605,25.445313934509727,0.52900000000000003,0.79300000000000004,-3.0210295459313499E-2,0.34724675009970701,0.28587783677067602,2.3044540592116198,null,3.21655204441024,32.123604674750247]
[6.3835712938886235E-2,7.824794526573708,0.95599999999999996,0.54100000000000004,-2.3003736137471399E-2,0.34476088929265702,0.308999691609812,2.4705899541999901,null,1.9897087566634408,12.21441660251436]
[0.55808338685277548,24.343861326941649,0.90600000000000003,0.76400000000000001,-1.92974623276819E-2,0.33682068140990701,0.29385053635366298,2.2637643828238398,null,3.1713801926401075,20.045334478074388]
[1.7093326694618272E-3,5.4622408286626447,0.89200000000000002,0.39700000000000002,-3.01985569182169E-2,0.31104114399233501,0.30246222376161003,2.4007000540324901,null,1.5984581812299403,7.7261575611930322]
[0.20346364534993278,17.725539669123194,1.077,0.71199999999999997,-1.9817398214897999E-2,0.34690727529779197,0.310118602637112,2.36398172144703,null,2.8461121952620041,17.36239671235807]
[0.56519636921023431,24.44997710107679,1.3280000000000001,0.31900000000000001,-1.9160605937742901E-2,0.397119737817137,0.29785394653369401,2.4875613113216,null,3.1758220593877833,8.1877982292017535]
[0.97514558183114131,29.720370718934014,1.1060000000000001,0.48099999999999998,-2.9453718348218499E-2,0.43542980976892798,0.29655132962713798,2.4411462832564701,null,3.3747684815839216,14.057491756981973]
[0.66403218012065357,25.860628906332508,0.872,0.7,-2.37239812057469E-2,0.36154734148706102,0.29523695490993201,2.4110575194627102,null,3.2330683382910688,22.350652017281782]
[8.4737748600747453E-2,8.2545688769933001,1.4490000000000001,0.40400000000000003,-2.5304097156145199E-2,0.42784820282066299,0.29563825923229298,2.3209668036362601,null,2.0468938899921425,5.9796449193959864]
[0.7003138460846734,26.351800633604718,1.151,0.76,-2.0368135038480301E-2,0.34472845253164602,0.31066483904148401,2.4422245254592299,null,3.2522555437288894,21.686323448358049]
[0.74980087806024276,27.001666132203567,1.4490000000000001,0.36199999999999999,-2.96468948268599E-2,0.36721427537523399,0.29897486410942797,2.33433517296716,null,3.2770889343519132,7.5933688338707723]
[0.70453283297046154,26.408081944551711,1.3640000000000001,0.74099999999999999,-2.7819622247928E-2,0.38794105884489699,0.31408587389106402,2.3032527880929501,null,3.254430793748587,16.569570911855848]
[0.52266268551844908,23.805066194774874,1.0189999999999999,0.50700000000000001,-2.4995820009821802E-2,0.38912814756180503,0.29455132289799302,2.4333079701340301,null,3.1485173068247287,14.418104660765549]
[0.71491456862508529,26.545861006238173,1.5169999999999999,0.48799999999999999,-1.8388948181545701E-2,0.39171036098445899,0.28333180537174901,2.49462780323947,null,3.2597360090108665,11.271743754447479]
[0.25819942180084021,19.001525596338254,0.58099999999999996,0.52700000000000002,-3.2117815643310899E-2,0.396194682782473,0.30224841686675602,2.4183477442201098,null,2.9176096696937384,20.871579383554678]
[0.69557053133123892,26.288321958757706,1.1060000000000001,0.66800000000000004,-2.55478677169673E-2,0.39241375734302802,0.28470504556433301,2.4057666622591598,null,3.2497964255743566,17.425836186774308]
[0.95417380805285745,29.481639333247653,1.198,0.69499999999999995,-2.51123464473634E-2,0.42716099429275101,0.30892343013337997,2.4479289790213299,null,3.3665632762617288,20.193031841570107]
[0.23345172155294069,18.443294529695279,1.1120000000000001,0.56100000000000005,-2.21163366472562E-2,0.39194060267516601,0.30343844847235701,2.4930986071280099,null,2.8869575643416199,15.176500908054139]
[0.73015229670354176,26.746286189062719,1.8260000000000001,0.74199999999999999,-3.1888641506740298E-2,0.45092278002965902,0.31245025738056897,2.4987650188054298,null,3.2674035099970378,16.910045714485342]
[0.57569855638337331,24.605441708466927,0.78100000000000003,0.73499999999999999,-2.9201544507214201E-2,0.39513652627734402,0.317061624297588,2.3972629498289799,null,3.1822941722805944,26.33349472031939]
[0.82679830284525979,27.971539764998958,1.8089999999999999,0.375,-3.2689243299345798E-2,0.40330118955188599,0.29720015854960802,2.4045615468896799,null,3.313040114012118,7.318919967360598]
[0.83783975571277047,28.106852510463028,1.4379999999999999,0.61699999999999999,-2.9498263478816001E-2,0.35448598887813398,0.29608303549357001,2.41302627020786,null,3.3179546642421429,14.048168364787761]
[0.73255554250652211,26.777704985824034,1.7749999999999999,0.41699999999999998,-2.3620055014631901E-2,0.372210631223029,0.27285939864027398,2.4581955978610601,null,3.2686001591725113,7.9317129845193364]
[0.96561198207264642,29.612166900759053,0.63100000000000001,0.78600000000000003,-2.1699224375681302E-2,0.31953336795486997,0.30252097277158402,2.3811743302468402,null,3.3710578544815899,33.354529492410535]
[0.26845153895997542,19.224904779956059,0.54200000000000004,0.53600000000000003,-2.6111776870357001E-2,0.36694423178156499,0.27482427863793901,2.4135706804428301,null,2.929616697921313,20.690468294136004]
[0.32498420855324484,20.38655930947143,1.081,0.30199999999999999,-2.5208172965121001E-2,0.39523378464775399,0.29936503413586901,2.49940075481658,null,2.9898333172667537,8.5347898013846777]
[0.95160263314675586,29.452190659068727,1.446,0.746,-2.9382559125515899E-2,0.38152497095283,0.30312347864026901,2.3860505935457401,null,3.3655464428289878,17.264159257853901]
[0.88505993486947454,28.67571648089007,0.93100000000000005,0.5,-2.3973956388932099E-2,0.39520192272430199,0.29227989486697098,2.46768159246934,null,3.3383555040681028,16.4320111816428]
[9.9723902315768109E-2,8.5306497687353549,0.63800000000000001,0.52100000000000002,-2.66507431117224E-2,0.40644585707417402,0.30112497053041298,2.3608129068764598,null,2.0819711033319885,13.838172026953355]
[0.34895711019650577,20.848353312183498,1.7390000000000001,0.78800000000000003,-2.6413412691211498E-2,0.364207744335589,0.29983306009160499,2.4263769158961601,null,3.0127986763443064,14.814916216408585]
[0.11644229432043307,8.8151391573642677,0.59499999999999997,0.55500000000000005,-2.8403919371925299E-2,0.37764392980017802,0.293714431615623,2.3552774576358502,null,2.1168706984396533,15.527102038175245]
[0.33592960444686482,20.59944376698396,1.456,0.42299999999999999,-2.7212256922859002E-2,0.36634596857927798,0.32355599508823601,2.5410449455599902,null,3.0004858091234747,10.834682585599618]
[9.8625089211312633E-2,8.5111445643000927,1.7929999999999999,0.71499999999999997,-2.9190548531402901E-2,0.41852839457241697,0.32431990221282098,2.3799289696275601,null,2.0795329826266076,10.422124286354805]
[0.73916965078951258,26.863909307600366,1.1910000000000001,0.71599999999999997,-2.9807409960968301E-2,0.34236269497023503,0.302476896057151,2.3969128674472602,null,3.2718760900187398,18.550693503759149]
[0.27510799169564026,19.367661789256619,1.617,0.39200000000000002,-2.7772866472627999E-2,0.46832816920464498,0.30745631251693101,2.4287135420118,null,2.9372152790427344,8.1708743563937496]
[0.79906391201482052,27.627615700289891,1.403,0.69499999999999995,-2.56019293720809E-2,0.42353227214059802,0.29548756840741802,2.4475306518884898,null,3.3004389830207872,17.03235184381349]
[0.48015648718364379,23.133778705111109,0.65700000000000003,0.62,-2.4964795148032601E-2,0.38365572164411599,0.30161759680706901,2.36384212320527,null,3.1192807200508539,22.606933916584126]
[0.38755854331079509,21.559782561268005,1.76,0.48099999999999998,-2.3623180698572801E-2,0.371677635373028,0.300895840939575,2.4163416531297601,null,3.0471772428478676,9.0742772418859978]
[0.75397464071371323,27.055481543781276,1.4470000000000001,0.746,-2.1596290112208798E-2,0.32742096454372099,0.299139093893874,2.4158614822190301,null,3.279117998520745,16.929625061972846]
[0.72136210181489324,26.630924973086099,1.4630000000000001,0.51300000000000001,-2.5016957288830299E-2,0.379255661661279,0.27941574626180998,2.2775162724318401,null,3.262997416468624,9.5307536831639776]
[0.6726427013874845,25.978386468781864,0.58899999999999997,0.65600000000000003,-2.8777230971908499E-2,0.40813088010412102,0.295698978598671,2.3092577890748101,null,3.237702108508016,24.721189625964609]
[0.66627271453351355,25.891343599596951,0.623,0.59099999999999997,-2.9679358166812501E-2,0.408930118309414,0.27628312522614601,2.4319874263385,null,3.2342790360373201,22.754166396217329]
[0.29875175892838834,19.861262765539355,1.2889999999999999,0.70899999999999996,-2.29826218084427E-2,0.36368330045144398,0.31750731214198902,2.3709505206689498,null,2.9630519348336226,16.264971268869292]
[0.92652340326898752,29.16283531047301,0.96399999999999997,0.79300000000000004,-2.6044986214817899E-2,0.354423065340564,0.296083528008872,2.2437721113491702,null,3.355499900037922,20.743271637268109]
[0.43266202242114526,22.347515600729629,0.51500000000000001,0.77500000000000002,-2.67619532624714E-2,0.379031426139183,0.315509565033536,2.4928330716051899,null,3.0839125848555828,39.55844622699933]
[0.25329936834811684,18.893194410102026,1.0269999999999999,0.55900000000000005,-2.2599541350636E-2,0.41362747662792898,0.31009068729771999,2.4984846687092399,null,2.9117343255699839,16.484249066409916]
[0.71988911902332609,26.611525144611818,1.984,0.44,-2.3863927697172101E-2,0.40668498076765702,0.304346699662075,2.4220308651606901,null,3.2622545504838687,8.4492810022677141]
[0.73604040480676902,26.823172872564442,0.69299999999999995,0.36499999999999999,-1.9562401702759E-2,0.35418511063856001,0.32298159046182201,2.4354032959408798,null,3.2703293644157454,15.550606295451852]
[5.2830998176943811E-2,7.5698005315817758,1.107,0.68899999999999995,-2.7710477012796601E-2,0.411691466296007,0.28499794083222302,2.4236086645238699,null,1.9541613771074589,12.714184909053035]
[0.68156962119971909,26.099678038431925,1.51,0.48199999999999998,-2.6451729559915999E-2,0.50014304145472399,0.321757639505793,2.35661567169385,null,3.2424525939832876,11.344652697945078]
[0.81911511752122079,27.876848699611113,1.254,0.35399999999999998,-3.1373113551961103E-2,0.41409276846147502,0.30220513646067698,2.38448926947442,null,3.3095865157434856,8.9360212291190884]
[5.0141556348381355E-2,7.5035364074739697,1.3560000000000001,0.34100000000000003,-2.40071068521845E-2,0.45056632091218501,0.29298530465316602,2.3580594077113002,null,1.944712495165372,5.3143818630350657]
[0.62270616209643903,25.284520168562377,0.90300000000000002,0.70899999999999996,-2.6179224156373901E-2,0.31359356303085201,0.28640839296850901,2.4138553692809199,null,3.2100835857561303,21.498023323747507]
[0.61246791863780703,25.138861913826517,1.9359999999999999,0.47299999999999998,-2.8655922086536601E-2,0.33057492966354901,0.29300244757732102,2.31954943106023,null,3.204187653954603,7.4396834679180603]
[0.47372163451493388,23.029603434139837,1.867,0.39500000000000002,-2.0479140317243499E-2,0.414629247945139,0.30999367953511803,2.4134750678438999,null,3.1146659408061175,7.72794217211319]
[0.62374886439088906,25.299287161422015,0.85399999999999998,0.39600000000000002,-2.9977400930745302E-2,0.35710706787706997,0.323737766932232,2.5618759670687901,null,3.2106793850605135,16.307209119907753]
[0.39795644451775714,21.745284291980248,1.4139999999999999,0.56000000000000005,-2.7519761844281398E-2,0.35021396400309701,0.28898042636065102,2.3760056120628299,null,3.0559502844041186,11.30293680508205]
[0.67250692398480749,25.97653544412422,0.52400000000000002,0.76400000000000001,-2.3803173651089599E-2,0.38162548069328101,0.30669512761727402,2.3520175660392799,null,3.2376294364274112,33.961687330353676]
[0.57925238176298488,24.657727638197159,1.472,0.50800000000000001,-2.4196613264211402E-2,0.35998673032341899,0.27100678889181001,2.3329405269897698,null,3.1844614945260159,9.4069022228096308]
[0.98528671268459078,29.83489087191937,1.8,0.33600000000000002,-1.7013722776813098E-2,0.37145780010566498,0.30911081763259601,2.4304117834916701,null,3.378680771224126,7.2493907043881025]
[0.19488447227648154,9.9356417044352199,1.5029999999999999,0.77600000000000002,-2.2452090907581601E-2,0.38771833072655498,0.31164147291078997,2.4903242704391499,null,2.2435570487583711,14.380883452787025]
[8.574368287673817E-2,8.2738296167626491,1.81,0.30299999999999999,-2.2064933781323199E-2,0.38015877176107099,0.307225293377896,2.3678478876228199,null,2.0493814862526047,4.0912431740665376]
[0.98807400601698803,29.866263402337442,1.448,0.78,-2.9117864537114398E-2,0.43050852617854601,0.310192525805499,2.38679369356668,null,3.3797498679051881,18.905617648791257]
[0.1093040718002084,8.6963507646090683,1.744,0.67900000000000005,-2.4184707538988399E-2,0.40693367202747299,0.29837224371848597,2.45818606515367,null,2.1024465761344007,10.383635079798053]
[0.81278235717177838,27.798466501218492,0.78600000000000003,0.59,-2.2023453851771398E-2,0.36910703352788699,0.30988522127874502,2.4689662036571201,null,3.3067186863755236,22.999926560943141]
[2.5813654679450404E-2,6.7963036588871333,0.66,0.76400000000000001,-2.6652803657895598E-2,0.37936650744822897,0.31433672193650403,2.3225387977658301,null,1.8378549025718005,18.343824846726623]
[0.84342592029584351,28.174971180058819,1.8089999999999999,0.77600000000000002,-2.4706122381472399E-2,0.372713107009983,0.30899135666594801,2.3838329110636498,null,3.320419617946198,15.421205985094108]
[0.67010679435250697,25.943784084297558,0.53700000000000003,0.63800000000000001,-2.4911306628063599E-2,0.40067174942647299,0.29602617432521999,2.3948244987639402,null,3.2363427285545168,27.832748154307215]
[0.20233495161943227,17.697524627862293,1.675,0.52600000000000002,-2.66891896690119E-2,0.41655548233173201,0.30223219713375898,2.4018266184073802,null,2.8444835883265069,9.766515455711982]
[0.88800860035329454,28.710729769136716,0.55600000000000005,0.51200000000000001,-2.45146416982811E-2,0.32268751821527197,0.32940592439674399,2.33995154935121,null,3.3395976691169142,24.9340371839052]
[0.6699589156207113,25.941764264265153,1.2809999999999999,0.53800000000000003,-2.5059043796736701E-2,0.41025652204059099,0.29024975932633101,2.3926185899385799,null,3.2362633213236598,12.75494110993451]
[0.62724584052216803,25.348722255027962,1.44,0.67800000000000005,-2.3032846549002499E-2,0.36085786975355499,0.30998997077741602,2.4739199554253699,null,3.2126713474989361,16.796433983268976]
[0.6927126860044106,26.249971557027138,1.726,0.33200000000000002,-2.2171438193481899E-2,0.391093066909453,0.306899015268421,2.4461166209960998,null,3.2483078222567068,7.1616797926129721]
[0.78782324684275273,27.486527167576575,1.06,0.51700000000000002,-2.5154539308036801E-2,0.37625338196567398,0.29012602151257599,2.3168156142885299,null,3.295223304637195,13.091436357274445]
[0.15482084114852435,9.3991595951460489,1.736,0.78200000000000003,-2.44019265097461E-2,0.35966324016382301,0.31103632573726397,2.3450059807633998,null,2.1849031481342567,10.980075111845634]
[7.2608180895022301E-2,8.0126437910708574,1.0629999999999999,0.67300000000000004,-2.5010386321226701E-2,0.408137111891686,0.311150353452744,2.3562801838804801,null,2.0151080991311279,12.781934418497098]
[0.3821003072378375,21.461409561239179,1.2989999999999999,0.45200000000000001,-1.8025177570333801E-2,0.352401286206044,0.30748950374773698,2.4314659510183998,null,3.0424933995807679,10.90447197720445]
[0.96812531584562322,29.640744222616703,0.84499999999999997,0.40400000000000003,-2.5770046717632701E-2,0.34368620443109699,0.288886959363507,2.3603299648583702,null,3.3720391939315131,12.84941616674265]
[1.2207110209905503E-2,6.2352687060871368,1.9419999999999999,0.628,-2.25559053765408E-2,0.39248880614926601,0.302024456227176,2.35783140644675,null,1.7440927768423999,7.315886508092122]
[0.70223251446865931,26.377416639374875,1.5249999999999999,0.38700000000000001,-3.1008856151404401E-2,0.37303625231899201,0.28958415221834699,2.39724242823756,null,3.2532461789312426,8.0273512855945057]
[0.39687843336695805,21.726165744261515,1.0349999999999999,0.36,-2.7598941769465399E-2,0.30968844678284901,0.29724293031967097,2.3183562993870899,null,3.0550496502922417,8.8299439281960659]
[8.7478831943750501E-2,8.3067890759721603,1.3520000000000001,0.78600000000000003,-2.8289967177656701E-2,0.33695965548497597,0.30817446691155898,2.3761957771617301,null,2.0536239812373696,12.817194501663199]
[0.68782232915542996,26.184162218875088,1.4630000000000001,0.52600000000000002,-2.1700749212926501E-2,0.36927676333412401,0.29551986252062101,2.39507586363528,null,3.2457482005083476,11.530799972360102]
[0.86218168137437212,28.402047422727986,0.52600000000000002,0.58899999999999997,-2.8537284904970098E-2,0.44427939765332802,0.28913450951564101,2.46422557889283,null,3.328593015438861,27.532266030034172]
[0.53840156436043352,24.046659502905047,1.6970000000000001,0.30399999999999999,-2.3750743887394E-2,0.37201721732917498,0.27759035545050798,2.36826636574198,null,3.1588336336118905,5.3795602497577111]
[0.82276091397782436,27.921836266876991,0.56599999999999995,0.77300000000000002,-2.5685593057432999E-2,0.38462205475960798,0.30685077436954,2.29680955715747,null,3.3112288021557728,31.628017499822374]
[6.3411819477838804E-3,5.8903076678727331,0.879,0.30599999999999999,-2.97177690699406E-2,0.39420521231195699,0.29983399201949901,2.29942844672075,null,1.6817236315854334,5.4962790489840412]
[0.94160096916571001,29.3372575597548,1.2230000000000001,0.495,-2.3544710412925499E-2,0.35730806208181398,0.30324408379276502,2.5151533098158101,null,3.3615679933411453,14.673163936600536]
[0.42467822802194721,22.211180573323233,1.8580000000000001,0.308,-2.2753121909006201E-2,0.39195759897719501,0.31482792576219298,2.3043744075743802,null,3.077650533378955,5.341921067807152]
[0.5809435845588895,24.682553259829877,1.177,0.52200000000000002,-2.45246936150758E-2,0.41621683104952101,0.30915418500494601,2.4142257697662299,null,3.1854889072158024,14.028278848959907]
[0.59819097492060802,24.933697561590549,1.0469999999999999,0.72799999999999998,-2.75759556720938E-2,0.40848284271803098,0.28354378682023401,2.4845845601686798,null,3.1958236162811913,20.948580519723706]
[0.39835519857968937,21.752349640752808,1.0649999999999999,0.73599999999999999,-2.9030434378077698E-2,0.38712354423013101,0.31508106783482498,2.5170416341460902,null,3.0562829127162137,22.858204980138478]
[0.34962859330343876,20.861055990464948,0.55400000000000005,0.43099999999999999,-3.5088391441408497E-2,0.37350543941721898,0.28582955059644799,2.4314216352498801,null,3.0134229934989918,17.877596997028576]
[0.38109751490869204,21.443260150050531,1.8740000000000001,0.47199999999999998,-3.11172250164253E-2,0.40215266667959498,0.29518265568935498,2.4963247379207201,null,3.0416268466984522,9.1015564487239384]
[0.65674558407047079,25.760379576906324,1.42,0.65600000000000003,-2.57527300167435E-2,0.38817038805520399,0.292469026132327,2.4022922750370999,null,3.2291065226820481,14.60566014839862]
[0.892582713651635,28.764929253520489,0.94799999999999995,0.52700000000000002,-2.28773653200776E-2,0.41268270934493401,0.30244327250549302,2.3371059441505602,null,3.3415174637255283,15.527553929984315]
[0.52218107140654235,23.797616413130083,0.60099999999999998,0.61399999999999999,-2.0492970658204001E-2,0.32482000154902302,0.30443596023640102,2.3839716961696999,null,3.1481974939291515,25.311521832396146]
[0.66434594619298126,25.864933331191168,0.55100000000000005,0.68899999999999995,-2.6959456584402301E-2,0.38625818292040298,0.28792902294502098,2.3073289896839699,null,3.2332380965076166,26.669315654791315]
[0.58060709683255207,24.67761674831323,1.038,0.47899999999999998,-2.0482150187010599E-2,0.43404095828154099,0.30020688975112902,2.4105704788376601,null,3.1852846929110834,13.56128563866371]
[0.28741650608007752,19.627157938286295,1.5920000000000001,0.75700000000000001,-3.0940814623564201E-2,0.31423513144180498,0.28458269850465701,2.4377042089889098,null,2.9508813580495645,13.981744047997534]
[0.35558722817485289,20.973247406722663,0.68899999999999995,0.58699999999999997,-2.21641939502129E-2,0.403969785265135,0.30325088538211098,2.38343770222711,null,3.0189201646991251,20.351460779042338]
[0.95510829697117539,29.492332568511813,0.86799999999999999,0.58199999999999996,-2.5361360023561499E-2,0.32979426006785101,0.28166459470910898,2.33790261947399,null,{"$f":"-LN(-LN(1-(1/B103062)))","v":3.366932247254605},{"$f":"D103062*(C103062^((E103062*J103062)+F103062-1))*EXP((G103062*J103062)+H103062)","v":17.321148619980807}]
[0.27932508349320673,19.457210973634169,1.2090000000000001,0.77600000000000002,-2.46459998811446E-2,0.339406024079278,0.30812491735473801,2.4040399664090102,null,2.941952432018164,18.500321990208949]
[0.1190732782020939,8.8579994524703771,1.929,0.54900000000000004,-2.5949988584345701E-2,0.31459417786718602,0.30229208314929801,2.42360474165748,null,2.1220243168745507,7.2349789556767039]
[0.36353430449658541,21.121425114383904,1.429,0.61799999999999999,-2.4669397886161501E-2,0.36361298334846398,0.30141715399147601,2.40842525802148,null,3.0261345731640308,13.269443335540204]
[0.42045770101950319,22.138590913893719,1.339,0.58899999999999997,-2.95488294967798E-2,0.44770487634197298,0.29548071150199001,2.3967706355304199,null,3.0743003200446046,13.304355085923632]
[0.23442464953852382,18.46578431856755,0.67700000000000005,0.33100000000000002,-2.1738285126985599E-2,0.38075977786455301,0.27741244896593897,2.40518784132143,null,2.8882108088047986,10.663467046192592]
[0.83585955647825183,28.082651123833777,0.54100000000000004,0.67400000000000004,-2.4391491939222399E-2,0.376391159008587,0.30608661584497798,2.3373959282980099,null,3.3170774435690102,29.695458299010575]
[0.81368975750029437,27.809716323000458,0.63900000000000001,0.44700000000000001,-2.3069474868249298E-2,0.40020656085567402,0.29759883750944399,2.4937687090005598,null,3.3071307981542355,19.600528303782021]
[0.41352644815652473,22.018583908454826,1.3069999999999999,0.501,-2.5515405833143101E-2,0.44567287636422098,0.283413593101837,2.3616771987946499,null,3.0687369211209807,10.706742621217817]
[0.82949715858694728,28.004697199010554,1.7,0.59899999999999998,-2.1896426201069501E-2,0.38306406809046301,0.30921389592989901,2.4881318002983499,null,3.3142466263421233,13.937427131283629]
[0.44688547582477367,22.587321359347349,1.1339999999999999,0.70699999999999996,-2.5466444398949999E-2,0.35661651972174802,0.305842103170749,2.5177243432152001,null,{"$f":"-LN(-LN(1-(1/B104470)))","v":3.0948328941918462},{"$f":"D104470*(C104470^((E104470*J104470)+F104470-1))*EXP((G104470*J104470)+H104470)","v":20.629305847944025}]
[0.15651049609522238,9.4230998193464721,0.85599999999999998,0.56399999999999995,-2.4720804848803801E-2,0.39900195242106201,0.30862349559659202,2.36539132102182,null,2.1875953571154318,13.061751531125829]
[0.28508932807591547,19.578527235434485,0.64900000000000002,0.32100000000000001,-2.5222447618651399E-2,0.34578204360612202,0.29015540201670997,2.36922808637551,null,2.9483344620619123,11.060404971704536]
[0.53837648181413578,24.046277313599241,1.8580000000000001,0.38300000000000001,-2.9063089276937699E-2,0.40527308392828698,0.296646433541643,2.3966471745334599,null,{"$f":"-LN(-LN(1-(1/B104918)))","v":3.1588173974514469},{"$f":"D104918*(C104918^((E104918*J104918)+F104918-1))*EXP((G104918*J104918)+H104918)","v":7.0193585777753116}]
[0.14588190714723637,9.2702738077791391,0.70099999999999996,0.54900000000000004,-2.9231104649949099E-2,0.38821999570364202,0.313131675142577,2.40819511471837,null,2.170283088871471,15.302140505766399]
[0.78916245332450696,27.503388958830364,1.294,0.52100000000000002,-2.8350698160850799E-2,0.33979705303116298,0.30317789054265598,2.3336207909400302,null,3.2958480749870973,12.020353664148143]
[0.61134956486673886,25.122877712921127,1.919,0.69599999999999995,-2.4667635898725001E-2,0.41233126462864,0.286443692390909,2.35536992667768,null,3.2035385256726321,11.894127095465221]
[0.36048226985909804,21.064711650563929,1.286,0.42099999999999999,-2.60952594695237E-2,0.32970224485053201,0.30810233766469097,2.3832952707706299,null,3.0233794810522499,9.594916952823036]
[0.55610813158426553,24.314273472076973,1.6579999999999999,0.56899999999999995,-3.12214430688331E-2,0.45079080824772999,0.31523832927539103,2.31130061702157,null,3.1701381571857561,11.235118296469418]
[0.54468624665630616,24.142141902768394,0.66800000000000004,0.54700000000000004,-2.6823618696059599E-2,0.39363711964499698,0.31141109093697,2.5084240783815601,null,3.1628816757211542,23.782538453022006]
[0.2164190017483103,18.041699802490861,1.81,0.64700000000000002,-2.96332653741571E-2,0.336830222365402,0.29672106664864101,2.3843548793748401,null,2.8643099802420129,10.538230771072179]
[0.10219547088920056,8.5741340015659837,1.0189999999999999,0.51300000000000001,-2.3526905095689402E-2,0.35096431255150301,0.30010926712377201,2.41851862715348,null,2.0873852072405152,10.637042842289855]
[0.59258154538603691,24.852419094555444,1.583,0.33500000000000002,-2.5298423530009901E-2,0.39716110432599,0.27771748310859801,2.44516209298023,null,3.192490646883777,6.8493493563586263]
[0.76410108130467325,27.185433410296426,1.147,0.49,-2.7235105213550201E-2,0.34422343533819,0.29049881465113803,2.3914146087367101,null,3.2840008108356278,12.551707570722476]
[0.29702907351808894,19.825974267808292,0.90300000000000002,0.76800000000000002,-2.4339563172900602E-2,0.39211716755077602,0.313856236729331,2.3723184271895001,null,2.9612268246581972,22.356795771989656]
[0.63133638609978904,25.406373808809818,1.8220000000000001,0.42299999999999999,-2.98122285125796E-2,0.37310894810588602,0.29964255107408799,2.37009870420066,null,3.2149893858543659,7.6865197955687607]
[0.17157458992129904,9.6310715542045315,0.67200000000000004,0.53,-2.6876722000254399E-2,0.33808295829539098,0.29965998515423198,2.3659467255044802,null,2.2106822703053144,14.588726930881084]
[0.50347492188565879,23.505556733475981,1.01,0.443,-2.42560461254584E-2,0.42872101637927901,0.30076811398162101,2.4494289512283198,null,3.1355782977776485,13.090466387887652]
[0.24990638489459271,18.817566619105982,1.706,0.42199999999999999,-2.3558383686698998E-2,0.38220289756700099,0.309643500826081,2.4708328684699099,null,2.907612082848432,8.5149225812023754]
[4.3411972251754527E-3,5.7366475773033745,1.994,0.38500000000000001,-2.65341957054476E-2,0.43467668351563798,0.31544185345195402,2.42857953805379,null,1.6526305760339361,4.8305440502735895]
[3.365790722895301E-2,7.0511553826122304,0.94099999999999995,0.42599999999999999,-2.0581716715584099E-2,0.38403100413733698,0.29363473861728501,2.3516626782772798,null,1.8776948058557168,8.0809684139855893]
[0.14731543386328128,9.2912037044295808,0.69099999999999995,0.79800000000000004,-2.2545589742070899E-2,0.39909615180940999,0.30397800102592398,2.3568282148712698,null,2.1726718716419322,20.735239433715389]
[0.10763690349358768,8.6680530171602559,1.2430000000000001,0.55800000000000005,-2.2880416862091399E-2,0.26024369272957998,0.29530678111487202,2.4652823738157799,null,2.0989794835519011,10.281688250869774]
[0.99589386497820087,29.954044791733828,0.73599999999999999,0.62,-2.7242603181249599E-2,0.42162647751957799,0.319855557810377,2.3831033838243698,null,3.3827351760741946,24.351365909319959]
[0.21961144426445778,18.118142779670585,1.1379999999999999,0.49299999999999999,-2.6614505799581599E-2,0.42098799043970397,0.29930642474511199,2.38263818898987,null,2.8686606454070032,11.58001454698833]
[0.3643089185957743,21.135781216606055,1.798,0.504,-2.4684460706459001E-2,0.37718342791968401,0.30664538952771803,2.3965598969515902,null,3.026830777762163,9.3028415488094787]
[0.13872343562349954,9.1641841281261129,1.9830000000000001,0.36,-2.7210858088386001E-2,0.36327743705974203,0.29966179782757701,2.4182348997259999,null,2.1580860529232879,4.7930634849783935]
[0.58585416227398623,24.754432878355953,0.64100000000000001,0.39800000000000002,-2.3649899074960401E-2,0.38543832592316501,0.30880545496320599,2.3007979554454598,null,3.1884577171925228,14.45375975720164]
[0.36646554982643764,21.175670357634562,1.9039999999999999,0.32800000000000001,-2.7232377954518602E-2,0.37847763048264399,0.29552779098298398,2.5032005747139499,null,3.0287626751816972,6.2351022221656622]
[0.24161887502808066,18.630654880722503,1.349,0.5,-2.6809385610874599E-2,0.36662450290179499,0.28304428784408803,2.36232152680663,null,2.8973505538549369,9.7414491921296094]
[0.10651682306542309,8.6489180428145946,1.27,0.63500000000000001,-2.6341641512544801E-2,0.37069448171278402,0.31717868836611202,2.3988060269062399,null,2.0966281827930811,11.542851111123515]
[0.84092920766790324,28.144553796799123,0.52200000000000002,0.79100000000000004,-2.3226449103743201E-2,0.367002114355651,0.31433563465832198,2.3785752035008398,null,3.3193196802819167,38.440886719211726]
[0.69938707454568028,26.33941480425063,0.58299999999999996,0.47199999999999998,-1.9448796312260201E-2,0.35251981856761899,0.30039620761129499,2.5197882291195102,null,3.2517762003515993,22.858357318517015]
[0.64474402151286136,25.594041352227407,1.1919999999999999,0.629,-2.79024089474137E-2,0.37729244673397,0.31323330396869298,2.3766401847787799,null,3.2224980629996778,16.399487227446929]
[0.91367670880674534,29.013097486014548,0.94799999999999995,0.65500000000000003,-2.4120591368766101E-2,0.39708459783507999,0.28837066751606599,2.40141183111953,null,3.3502610275230311,19.705943268081402]
[0.32669903601039263,20.420146411332794,1.4690000000000001,0.36599999999999999,-2.7295320974557499E-2,0.38033657113020097,0.30847925420518701,2.4272752667097501,null,2.9915215377734903,7.966629132177018]
[0.52503710600997211,23.841744519069522,1.024,0.57499999999999996,-2.6349923578228501E-2,0.42947669927957899,0.29850461930121303,2.2443307768149698,null,3.1500903864588219,13.677643757092165]
[0.84312986070047513,28.171366648830332,1.8160000000000001,0.443,-2.4127693434886601E-2,0.36734812867703498,0.30407900405083299,2.30890646511493,null,3.3202893359411649,7.9971968636119497]
[0.18559555824748331,9.8165801956300296,1.708,0.61599999999999999,-2.3580550114639501E-2,0.37653851736409499,0.299340704742664,2.3886201700715701,null,2.2308343529792225,9.1155136061809632]
[0.25124780318251305,18.84752711063981,1.833,0.434,-2.6504989976787501E-2,0.33749992945006202,0.30763665572976201,2.4159182445201801,null,2.909247172928652,7.599095106237689]
[0.80295504029644804,27.676224181158204,1.8919999999999999,0.63,-2.6777405925478798E-2,0.39852894722711002,0.290218442247549,2.46555026169277,null,3.3022296293634374,12.453243926743195]
[0.23232388886636746,18.4171652987255,1.214,0.75800000000000001,-2.3176238169703701E-2,0.43501845840629799,0.27921934568450502,2.3882600232033102,null,2.8854995356025701,16.351920614609984]
[0.64535555273051715,25.602554242440572,1.571,0.38,-3.0184723590789098E-2,0.40454664199594098,0.29220224466525402,2.39272383946403,null,3.2228373347501251,7.7985958010362131]
[0.65053409616941338,25.674481662724435,1.593,0.59499999999999997,-3.6185202172623498E-2,0.41088801050850898,0.28829929491758699,2.2899841998516401,null,3.2256993350448235,10.719957176210814]
[6.8627680707278871E-2,7.9289008328056889,1.8069999999999999,0.79200000000000004,-2.6078819555010499E-2,0.40165939275757201,0.30156122215584003,2.4537555870772301,null,2.0038649645691455,11.472020000436345]
[0.20883846203145673,17.857893071330906,1.508,0.61099999999999999,-2.58260202264253E-2,0.37174507721647398,0.31513037143865502,2.3674466822161802,null,2.8537706529852964,12.010070377809438]
[0.70574033135002168,26.424158943367797,1.069,0.48399999999999999,-2.9729152290586001E-2,0.39036020801841798,0.29134841345941898,2.4163652016878099,null,3.2550512951894262,13.355317746448376]
[0.26134408858429858,19.070507577685518,1.716,0.33100000000000002,-2.2689232883304399E-2,0.42470175596440202,0.29785375580347101,2.47654240096352,null,2.9213329909349866,6.6497835153773268]
[0.3000654371601883,19.888104596526247,0.74299999999999999,0.57799999999999996,-2.0109173209650701E-2,0.36397186826265199,0.29138975012087498,2.50852914555957,null,2.9644379579705507,20.713817997376836]
[0.13391485157500438,9.0913758623323204,0.626,0.78400000000000003,-2.4897412364508799E-2,0.40304989381524903,0.30619927221605903,2.4697827824047001,null,2.1496282345589495,24.272271286718041]
[3.3092960686089246E-2,7.0338682567366932,1.2809999999999999,0.76200000000000001,-2.3702982904326601E-2,0.40437598407904402,0.305783144294764,2.4248640056854902,null,1.875042187159321,13.038473110110955]
[0.47457441504829223,23.04344978574477,0.57099999999999995,0.70699999999999996,-2.2908361258778299E-2,0.37050659159244398,0.31118267515446402,2.4250223992528199,null,3.1152805385178861,31.201211810725955]
[0.2636747791978713,19.121366627927657,0.59299999999999997,0.32,-2.26595321162395E-2,0.37120058934314898,0.32487021836597602,2.4668154435681702,null,2.9240692665656325,14.020688871895214]
[0.42411245564074307,22.201470746829965,1.038,0.77400000000000002,-2.6973971742450399E-2,0.39978266911948201,0.31519015542809597,2.40708251150371,null,3.0772030480201593,22.094350070903634]
[0.50644859457820501,23.552343108448934,1.6140000000000001,0.79900000000000004,-2.52213522604861E-2,0.39766006711771801,0.32521016545797699,2.30391164402372,null,3.1376105702319963,16.017271476068384]
[0.87049367143882705,28.501890433857326,1.1779999999999999,0.79600000000000004,-2.4697369994153E-2,0.41771429838683799,0.303134365285671,2.42763443091805,null,3.3321657305389292,22.213535803217415]
[0.42346957074184688,22.190429645624416,0.624,0.79100000000000004,-2.6215981725459501E-2,0.42399226990032102,0.31080426309051401,2.5319156944885202,null,3.07669396625661,35.282780057789338]
[0.91711091747062412,29.053228292781604,0.90800000000000003,0.52100000000000002,-2.4037485915191E-2,0.39492323567808002,0.30052325411656,2.43768809785908,null,3.3516677776648609,17.445974533512207]
[7.8775724416147885E-2,8.1379875002967239,0.875,0.54600000000000004,-2.93383996374494E-2,0.43606144658176998,0.30586297873080398,2.3282664516840899,null,2.0317030564745098,11.334098995828422]
[0.74598760069885062,26.952367637293754,1.04,0.67900000000000005,-2.46987694293908E-2,0.35241810746287899,0.29093769658615498,2.3545977813176702,null,3.2752265556156206,18.025350950555286]
[0.52642854732987088,23.863199960285382,1.3819999999999999,0.75900000000000001,-2.6134645277260001E-2,0.378249223746003,0.309735462904209,2.3689113318638202,null,3.1510094327313007,17.1386833075175]
[0.41836432677954338,22.102451400158181,1.448,0.57399999999999995,-2.5698094024975401E-2,0.36688267641772598,0.30815467182240802,2.3564988826245599,null,3.0726281858113071,11.996540856785506]
[0.93779605271394018,29.293373572054016,0.89700000000000002,0.58699999999999997,-1.95384025343475E-2,0.39130804699543797,0.303067852446122,2.3642898033620501,null,3.3600447475860995,18.600369701583379]
[0.53816919300797172,24.043118459069294,1.718,0.63900000000000001,-2.7594142208318202E-2,0.3672273746254,0.29789958607882699,2.41690055744911,null,3.1586831929424832,12.433820158364815]
[0.87053989703042667,28.502444356234541,1.913,0.57899999999999996,-3.0514943974287799E-2,0.36694758136016198,0.288433798733923,2.3209539369728902,null,3.3321855161554987,9.5736474243102432]
[0.95080173152968583,29.443009494592303,0.69399999999999995,0.43,-2.150908541862E-2,0.33381359999420601,0.29367378963011398,2.4503702557912499,null,3.3652292147655887,17.53970002203755]
[0.52194569725089213,23.793974310603751,0.996,0.67100000000000004,-2.1984423424533599E-2,0.40416627492145002,0.294703469851674,2.41350588658173,null,3.1480411042695886,19.009215391227833]
[6.177721511064882E-3,5.8787577532421036,0.68,0.48099999999999998,-2.2529642133314098E-2,0.36633074386464098,0.28516892090401602,2.2947638929462801,null,1.6795661901923036,9.9822837563199371]
[0.30513513786466973,19.991144743361115,0.77900000000000003,0.60799999999999998,-3.01464487811135E-2,0.41770343229490497,0.292848841120595,2.44258473916357,null,{"$f":"-LN(-LN(1-(1/B114646)))","v":2.9697408308834303},{"$f":"D114646*(C114646^((E114646*J114646)+F114646-1))*EXP((G114646*J114646)+H114646)","v":19.736576700326019}]
[0.50603482912026809,23.545841358176826,1.1220000000000001,0.63600000000000001,-2.4545473852814598E-2,0.38596295257429097,0.294092758838085,2.41302534379893,null,3.1373283989948146,16.503725575006012]
[0.47067182408792663,22.979982272122601,1.6,0.66600000000000004,-2.7770458776841599E-2,0.43676804648598899,0.31874443490506299,2.5096939137866601,null,3.1124602987146432,16.280403361544973]
[0.18213785556676598,9.7715020639045882,1.306,0.371,-3.2990060594205103E-2,0.36885194317887299,0.29368836719708502,2.36515064592135,null,2.2259747427779137,6.2917449591071541]
[0.18972669384146923,9.8698908334975695,1.915,0.47,-2.2894664704249602E-2,0.38932770966138103,0.29521882660552701,2.3203347016967699,null,2.2365510898291356,6.0227906168695862]
[0.15725432197681799,9.4335978896492456,0.76,0.47,-3.1102931229794899E-2,0.38690397907216001,0.28387666285927299,2.4043704290537899,null,2.1887736354946763,11.677088232073972]
[0.25360594554012006,18.900002831756456,0.79,0.60899999999999999,-2.4249252215657401E-2,0.40083163194549598,0.29723598225360898,2.4156627466764302,null,2.9121045992774803,18.976307458784049]
[0.5194391775216014,23.755138192477432,1.371,0.47699999999999998,-2.3393032164135501E-2,0.35017902213952401,0.29441294041661098,2.3252899278111498,null,3.1463719819780631,9.807174578878719]
[0.14122049624214339,9.2014952136433443,1.3939999999999999,0.65500000000000003,-3.3422600347945801E-2,0.37871524017415498,0.29296966463207103,2.4050829061302101,null,2.1623926928732731,10.860086104193893]
[0.92772603420185851,29.176799583110128,1.1259999999999999,0.52200000000000002,-2.9733545599763399E-2,0.40031753105279,0.26871979570394999,2.4800363027898,null,3.3559870710912514,14.136524673667493]
[0.12326280526792122,8.9252835131350885,1.391,0.40799999999999997,-2.52644252702665E-2,0.40539120092728798,0.28893358949505599,2.5259047159581001,null,2.1300613813122693,7.6207001971572561]
[1.767286377136279E-2,6.4863068227725895,1.345,0.72099999999999997,-2.5145622611940099E-2,0.37837946054129101,0.31410871678435598,2.34899548300969,null,1.7871421879854039,10.866363301099197]
[0.38438204165234391,21.502617842314223,0.70099999999999996,0.36099999999999999,-2.7137037442097198E-2,0.33868822409746902,0.30547554248987102,2.4347170287150499,null,3.0444581253279241,13.600766709930546]
[0.94690175101237684,29.398246565844119,1.252,0.53300000000000003,-2.3601125311801901E-2,0.31606091716408802,0.29306607826160602,2.4337800555477598,null,{"$f":"-LN(-LN(1-(1/B116502)))","v":3.3636811204540953},{"$f":"D116502*(C116502^((E116502*J116502)+F116502-1))*EXP((G116502*J116502)+H116502)","v":13.718914115563813}]
[0.66413495177696069,25.862038899461201,0.70299999999999996,0.39600000000000002,-2.4919833631189499E-2,0.313587456607337,0.31540358471096602,2.4156363932616398,null,3.2331239488759871,16.108019222067828]
[0.70581243078212796,26.425118461730399,0.73699999999999999,0.73399999999999999,-3.0391047082667599E-2,0.37476947717890502,0.30111661663817002,2.4530714577338801,null,3.2550883162023516,28.359872390254026]
[0.18861840797442064,9.8556463006280204,1.831,0.36799999999999999,-3.1026830060919702E-2,0.340293719030685,0.30557603384621801,2.3343805780461602,null,2.2350267880013774,4.8389742544328236]
[0.34081117365871716,20.693269314429354,0.80600000000000005,0.59899999999999998,-3.0339770895934301E-2,0.36026308854842598,0.31390089777393398,2.3595737146073001,null,3.0051449278018909,19.068441815907715]
[0.13263770284906451,9.0718193545555366,1.706,0.58799999999999997,-3.2595794938658398E-2,0.38536755447869903,0.30859431396570303,2.3883358915035502,null,2.1473441719527324,8.6216057186245951]
[0.41561337720352964,22.054821902077542,0.68200000000000005,0.314,-2.0495780824580302E-2,0.44193732442401201,0.30921274864297199,2.3905014547714201,null,3.0704201420735746,11.237116503693585]
[0.42902100710154889,22.285497321800243,1.5529999999999999,0.623,-2.6468785965032E-2,0.382678922439397,0.31852945027004398,2.3229587252114201,null,3.0810688643133695,12.472486607566969]
[2.4376616666926143E-2,6.7455878904729403,1.73,0.435,-2.9899027621816999E-2,0.39093027386260698,0.30869223684962499,2.39983615186609,null,1.8297329718123989,5.8615900366243157]
[0.71097565700549792,26.493705086427546,0.56499999999999995,0.63100000000000001,-2.43345397404496E-2,0.34362240320082799,0.30573384730550801,2.4932664229207,null,3.2577310429922983,31.463296509817397]
[0.43786404309851246,22.435671854686234,1.67,0.59299999999999997,-2.3868604849651202E-2,0.30911835868483301,0.31608268555490598,2.4313183700452199,null,3.0879409368583368,12.093935651191757]
[3.2002521877173007E-2,7.0000788071090163,1.101,0.59099999999999997,-2.60464247823247E-2,0.282442124345751,0.294143317130869,2.3581377032198598,null,1.8698368866625585,10.059020172514174]
[0.63237453036961355,25.420975524349426,1.4390000000000001,0.55000000000000004,-2.50667736385226E-2,0.41760314772642099,0.30212105922927002,2.4151511228053502,null,3.2155756357088823,12.775242042278496]
[0.64904452758493114,25.65382171109562,1.119,0.73199999999999998,-2.45475339802145E-2,0.38723654525531898,0.30599485140795701,2.5143403137996798,null,3.2248781115604341,22.451661520078822]
[0.86222439383570659,28.402561708880608,1.2030000000000001,0.42,-2.4873318485558502E-2,0.38057792017738701,0.30865741831895599,2.4701980166566901,null,3.3286114510587068,12.186340085124666]
[0.60154122604172144,24.982059715084421,0.98099999999999998,0.65400000000000003,-2.7592423008461001E-2,0.427519279299233,0.30676546618940098,2.4132442747491201,null,3.1978015330704896,19.732081573411904]
[0.89580099644209832,28.802980074400772,1.6180000000000001,0.36799999999999999,-2.1646852864783801E-2,0.380954160925708,0.29571228162633001,2.5401878778916598,null,3.3428630590165005,8.9920591543089916]
[0.56596883573001,24.461460928997091,1.85,0.377,-2.7575224027698401E-2,0.48073313543177498,0.29577617982031201,2.3915210090888501,null,3.1763015759723459,7.258384919190962]
[0.76935409664840515,27.252505798085394,1.2390000000000001,0.47699999999999998,-2.7299202649330102E-2,0.39175666438864498,0.30870433176780199,2.4289738290975902,null,3.2865116893393322,12.854820318507258]
[0.5847093444434972,24.737702377175115,1.286,0.30499999999999999,-2.24266980181165E-2,0.394668648273443,0.29564342833349999,2.4745800014015198,null,3.1877674919943022,7.8407412225395801]
[0.95972153937698834,29.54504481216183,1.079,0.57899999999999996,-2.8454739731577802E-2,0.33673298064340501,0.301262626672329,2.4643799682102498,null,3.3687491003281758,17.726941871277557]
[6.0800361786593871E-2,7.7568179525177641,1.0740000000000001,0.53600000000000003,-2.15962978264524E-2,0.374772436203264,0.30206000813754202,2.4621004932099102,null,1.980355732842735,10.902339707302357]
[2.6302727930248682E-2,6.8132404670316307,1.605,0.372,-2.4457422929766801E-2,0.349336967376285,0.31612991813692498,2.3944462992748798,null,1.8405525768647641,5.2503604117063318]
[0.99255474025401802,29.916603949168497,1.379,0.32,-2.74485141907078E-2,0.45687238394358098,0.31210125912012299,2.4329000157358598,null,3.3814629614041958,8.5374177254128103]
[0.78986245932587229,27.512196958453053,0.70499999999999996,0.624,-2.94114678178439E-2,0.423490126071005,0.29142055800136502,2.37115719102857,null,3.2961742776082339,22.099092113850727]
[0.60100474604867415,24.974324494523845,1.052,0.503,-3.1079486718410002E-2,0.31367725296427701,0.29126189460142199,2.3733121447637799,null,3.1974854405675615,13.16580813798981]
[0.85471776283472711,28.311980465458909,0.66,0.47699999999999998,-2.17639961715809E-2,0.41947635992801702,0.32936894791305199,2.4250702855612101,null,3.3253591302363281,21.14471972315652]
[5.9823745489134494E-2,7.7345873886460108,1.95,0.746,-2.8408011379814201E-2,0.40628370571691802,0.30575633775266298,2.2284888990702201,null,1.9772778468000578,8.2154041123862882]
[0.43836879788000072,22.444197763840457,1.3640000000000001,0.53100000000000003,-2.4431815955141298E-2,0.359513786462547,0.28250400698325101,2.4076339456236902,null,3.0883296737749126,11.300681940337453]
[0.31450057661443531,20.179267924542863,1.25,0.36799999999999999,-2.6370457381129701E-2,0.327703406900065,0.292424022532282,2.4343509726297299,null,2.9793504522678047,8.4855264699640411]
[0.85139340053046364,28.271738897208998,1.179,0.434,-2.38505669340103E-2,0.38186796071631601,0.31519946018775902,2.4401777202765098,null,3.3239108550377496,12.658410630269982]
[0.8413307359436194,28.149448649071264,1.78,0.46700000000000003,-2.40411354759144E-2,0.37804860482304797,0.297538448602988,2.3485729899925998,null,3.3194967671153957,8.7598876165983484]
[0.84030458853345347,28.136937019808439,0.83,0.432,-2.3264266739045601E-2,0.35381747031388,0.32460023547633599,2.4469940501776102,null,3.3190440567784676,16.773784511850032]
[0.1650445390966182,9.5420884389317298,1.734,0.33600000000000002,-2.89342882176588E-2,0.37160020516981401,0.29815967779297098,2.4105096182462402,null,2.2008695654059487,4.9289877538512128]
[0.2617834799451072,19.080113028499312,1.135,0.58499999999999996,-2.6429237006555799E-2,0.36105903005488299,0.296758993211996,2.5442661458560498,null,2.9218503493820105,16.192018438532067]
[0.36956090044620626,21.232717527483302,1.3240000000000001,0.53600000000000003,-3.0559520958484E-2,0.35997796640366603,0.30481233765464,2.3089359816676001,null,3.0315190924388813,11.064388684327094]
[8.318336695022932E-2,8.2245807275952423,1.512,0.70399999999999996,-2.3998908177956899E-2,0.35269916728963102,0.27433479600358801,2.43524146039955,null,2.0430084144533587,10.557605571706512]
[0.87214126340746645,28.521624496890617,1.196,0.308,-3.1311893557036598E-2,0.36804473174882502,0.29374033337962102,2.3732569279537099,null,3.3328703723907749,7.7122694508137073]
[9.23974381312197E-2,8.398481979708361,1.65,0.78200000000000003,-2.93220819659048E-2,0.36693876063693198,0.31316469249060302,2.3231485934156599,null,2.0653324918632414,10.769186663966082]
[0.83748383534248194,28.102504671007591,1.3340000000000001,0.36899999999999999,-2.7576381623307299E-2,0.42220976364840102,0.30364599089427802,2.43815966690476,null,3.3177971260672692,9.5425574648853484]
[0.76911770071665331,27.249492339451447,1.2010000000000001,0.748,-2.9000193328289001E-2,0.35449688623016201,0.31063961193641898,2.4612971649493698,null,3.286399014643508,21.245561137241381]
[0.97054619118939445,29.668235214049957,1.2290000000000001,0.66100000000000003,-2.5888654389149598E-2,0.34435826010319198,0.28632624273553497,2.3707992681941001,null,3.3729823208942205,15.948606346349251]
[0.38634602872020074,21.537989742625015,0.50600000000000001,0.63500000000000001,-2.54580965710876E-2,0.43990015526774001,0.28197483502256199,2.4819414299094502,null,3.0461415100127756,27.691475856365816]
[0.24283918526652559,18.658376111658761,1.292,0.45200000000000001,-2.3647527426611401E-2,0.32410956697806598,0.29268195070427799,2.46263058562689,null,2.8988791303131292,10.239855470666267]
[0.24605809625340902,18.731166244790899,1.5269999999999999,0.66700000000000004,-2.4454329754008099E-2,0.35349700420946401,0.31925610441257302,2.4002886952853602,null,2.9028817583166582,13.713333770052898]
[0.37327758359737273,21.300901092481766,0.77200000000000002,0.57399999999999995,-3.04251533833736E-2,0.320957957894692,0.30997601546145698,2.4440044743026301,null,3.0348036600930954,20.680776008984481]
[0.75820499871800895,27.109874900177754,1.714,0.54500000000000004,-3.05522979734827E-2,0.38428953697586499,0.29454713156872597,2.4454786348940498,null,3.281164677490048,11.236725746327661]
[0.30575998412910543,20.003785116963776,1.0660000000000001,0.33500000000000002,-2.0635746313307099E-2,0.38604953759277899,0.29470524585551799,2.2904683601017601,null,2.9703894238708584,7.6070518975646708]
[0.122002672978339,8.905167617694838,0.55300000000000005,0.61899999999999999,-2.6572767972661102E-2,0.43631911538255902,0.29046637073440501,2.4125225446323499,null,2.1276653203381057,18.509862815833305]
[0.98301974627659849,29.809342172178862,1.9339999999999999,0.70599999999999996,-2.88622186313712E-2,0.43873597202754799,0.29260900813838497,2.43479255430527,null,3.3778092906433939,14.020512028840729]
[0.29309846462009348,19.745072259057928,1.607,0.66700000000000004,-2.61521533440448E-2,0.34606837350177999,0.30175485951213998,2.45783256640946,null,2.9570299770621165,13.440550676925957]
[0.13113608104054397,9.0487047472084186,1.6419999999999999,0.73699999999999999,-2.3042098585680602E-2,0.38502189555106497,0.28578712718905003,2.46804331077794,null,2.1446377886449399,11.545575766332121]
[0.50090990019849035,23.465088771876694,1.3720000000000001,0.49299999999999999,-2.7193338312087902E-2,0.43342538911804701,0.290725523011509,2.36310047305316,null,3.1338171415883735,10.599348669997996]
[0.29337278816193724,19.750736082818584,1.5469999999999999,0.45800000000000002,-1.9103969376086199E-2,0.415118004030673,0.312346177483115,2.3037752938961402,null,2.9573243661652806,8.7298954516511245]
[0.18860748318936926,9.8555056789866029,1.891,0.65600000000000003,-2.4248727794928399E-2,0.40876016306919899,0.294166059693658,2.40709076552139,null,2.2350117285250941,9.3161535916914922]
[0.16774562461299036,9.579105051931414,0.94,0.69499999999999995,-2.3855240635981399E-2,0.386264159505608,0.28738000892492599,2.48516126129502,null,2.204963337102035,16.382439619371873]
[0.50334155496617761,23.503455167793305,1.3240000000000001,0.41699999999999998,-2.7850233898711399E-2,0.42731109503529302,0.29707505604205597,2.49430029141369,null,3.1354869144712905,10.653288553904927]
[0.2666419184433374,19.185789781609817,1.1100000000000001,0.40400000000000003,-2.3801050377119801E-2,0.41380258326943198,0.30552897636058202,2.38825996433855,null,2.9275245872727953,10.053451098854444]
[0.54414368021963222,24.133920556923336,1.994,0.38900000000000001,-2.38361801722374E-2,0.30609908744210301,0.308395913099485,2.4109923797075101,null,3.1625337703023901,6.7612884399620281]
[0.8973212959618323,28.82093130586458,0.878,0.57399999999999995,-3.0189841490252101E-2,0.41536075086144297,0.29592322261862603,2.4080250920863699,null,3.3434972421793021,18.756070455485787]
[0.14204901627029631,9.2138019689808672,1.071,0.77700000000000002,-2.4664135946043698E-2,0.38639127618055302,0.31266743937232899,2.4419373234745301,null,2.1638091357014315,16.783986178688757]
[0.79499321704616932,27.576637209067052,1.784,0.61299999999999999,-3.36279361847747E-2,0.386390354997656,0.31900523344762299,2.5226840540901398,null,3.2985575779955347,14.384466411197351]
[0.97494737310438528,29.718126500527795,1.0389999999999999,0.42599999999999999,-3.2369983440945403E-2,0.39451645682498199,0.30240467842695601,2.4369648737923502,null,3.374691660422259,13.155331771947278]
[0.84897537103045373,28.242419154901626,1.706,0.502,-2.7332631212465E-2,0.33119920262283098,0.30844866185572001,2.5003262093910199,null,3.322854328545648,11.362826742778141]
[0.25312560766232706,18.889333728601265,1.589,0.58899999999999997,-2.4076765169519E-2,0.42101755633716098,0.29859914120278402,2.4485971000414,null,2.9115243027533859,12.03782010111436]
[9.4518969887384507E-2,8.4372767179735568,0.71899999999999997,0.40200000000000002,-2.5506246676514299E-2,0.42365504466386,0.306419271416841,2.47631686315514,null,{"$f":"-LN(-LN(1-(1/B126230)))","v":2.0702452099812891},{"$f":"D126230*(C126230^((E126230*J126230)+F126230-1))*EXP((G126230*J126230)+H126230)","v":11.099823182139438}]
[0.51580455951029436,23.698656442764879,1.9850000000000001,0.59599999999999997,-2.9680042909927599E-2,0.43932586868208801,0.28098894496648802,2.4261630266035201,null,3.1439394903286537,10.41946004969618]
[0.35361800177180902,20.936274796854427,0.86,0.502,-3.0285891056272302E-2,0.34315126936790302,0.30218346657231998,2.3770359638902998,null,3.0171119130515649,15.066165674265051]
[6.5225288050417052E-2,7.8553740571599597,0.876,0.40899999999999997,-2.56489243857548E-2,0.43529781436775,0.28120888018524198,2.4775661581867299,null,1.9938878033203884,9.2604809078604937]
[0.15028170022702425,9.3341911042751704,1.0960000000000001,0.73099999999999998,-2.9997481447291498E-2,0.43149291623866298,0.29719226781157199,2.3397216968873602,null,2.1775602722731509,13.673131258779238]
[0.24434250515629441,18.692430763585676,0.96599999999999997,0.55000000000000004,-2.49950009671536E-2,0.39384754309104603,0.28274110392118901,2.3687404849206901,null,2.900753743696832,13.660951655921721]
[0.40353637317223046,21.843833120068769,0.53,0.76300000000000001,-2.5085341927260699E-2,0.38407782616785302,0.31328235856013098,2.4656333834737998,null,3.0605798822393906,36.369868550358596]
[0.27672102911920038,19.401994859607967,0.89800000000000002,0.78800000000000003,-2.5156113609593501E-2,0.33238155352033699,0.298958208371429,2.38523314849117,null,2.9390341536353608,22.318244730358774]
[0.33624901201274049,20.60560365574548,1.5349999999999999,0.77800000000000002,-2.2565890385315E-2,0.43352866547950197,0.28749698819789299,2.2964101925745601,null,3.0007923592247727,13.96189531070746]
[0.77773813775414058,27.359083633244868,0.69399999999999995,0.34,-2.27498225337486E-2,0.37835965250200299,0.29645914451753502,2.3441831899982999,null,3.2904885422884371,12.125227332309608]
[7.6870332758160353E-2,8.099805089803235,1.7250000000000001,0.42099999999999999,-3.42814501293413E-2,0.39837336576284499,0.28990539384020397,2.45880980171798,null,2.0266770617927419,6.1430900402217157]
[0.86541775555924916,28.440975874964792,1.4770000000000001,0.34300000000000003,-2.1032471008493099E-2,0.39327510581125702,0.29723376343535401,2.3498072949103199,null,3.3299875238577394,7.430706265919369]
[0.88167177789201667,28.635412455367458,1.1559999999999999,0.60799999999999998,-2.63266751826783E-2,0.358475344481063,0.31998965603990398,2.5003734674463098,null,3.3369237264033251,19.391595908461817]
[0.47995319014224425,23.130498200582984,0.505,0.58599999999999997,-3.0135212848357601E-2,0.33999384120058301,0.301007103059653,2.41127183883561,null,{"$f":"-LN(-LN(1-(1/B128086)))","v":3.1191357239242379},{"$f":"D128086*(C128086^((E128086*J128086)+F128086-1))*EXP((G128086*J128086)+H128086)","v":27.962103125156656}]
[0.50324693404120935,23.501963983865398,1.994,0.36299999999999999,-2.56741282476644E-2,0.42994073131605198,0.31091553472076,2.48657470982132,null,3.1354220675967324,7.3823758281827496]
[0.26314257461483959,19.109773019352453,0.89700000000000002,0.50700000000000001,-2.7600025267843799E-2,0.36736694049742902,0.29378670183633498,2.4972765765415499,null,2.9234461758707959,15.712230254163535]
[0.82474710740870971,27.946303105389696,1.5489999999999999,0.64500000000000002,-2.62068926041953E-2,0.34391373140878501,0.29557651015854203,2.3852077231545299,null,3.3121208411447269,13.471732122589483]
[0.49773406015685118,23.414840187222858,0.78400000000000003,0.51300000000000001,-2.5284859200604599E-2,0.41879790923760402,0.30730784210071999,2.4045600567817602,null,3.131626008046422,17.464251625412377]
[0.62826398433626418,25.363089354849514,1.343,0.66500000000000004,-2.2375552228716001E-2,0.40115886693059599,0.296978391937612,2.5098766408033,null,3.2132495190397647,17.433071610710101]
[0.17284877546567978,9.6482358947465183,0.51,0.78400000000000003,-2.2113159429904598E-2,0.34181353620587601,0.29549640853476999,2.3867580984805099,null,2.2125640353868303,26.399561972369575]
[9.3048718546909215E-2,8.4104383616133056,0.876,0.625,-2.74063944593681E-2,0.37348951034492101,0.32007109651910098,2.4505451609403499,null,2.0668491531672206,15.37161445823507]
[0.31203016621037982,20.129920014651514,1.542,0.60299999999999998,-2.7915426358556799E-2,0.42693191851142798,0.295711830596461,2.4742956477275699,null,2.9768386100705762,12.995077457950995]
[0.53910428484185058,24.057363422074197,1.425,0.7,-2.36123462615998E-2,0.406578207500435,0.30997186207977001,2.4221422926481302,null,3.15928825027052,16.579449645474501]
[0.13809631643208198,9.1547610706285205,0.81200000000000006,0.7,-2.8098817394596898E-2,0.41757290577234601,0.30131283165767803,2.4672001485481001,null,2.1569954480463256,18.072131540209213]
[0.4619145238736525,22.836598334480335,0.98899999999999999,0.64800000000000002,-2.59425460846151E-2,0.37330828065897997,0.29645734202146701,2.3938706823314102,null,3.1060594516081816,17.968914883524167]
[0.11789961678971639,8.8389389287555158,1.5780000000000001,0.65,-3.0370477728395299E-2,0.39056857431678099,0.33125529475021098,2.33371361479159,null,2.1197357231966119,9.9516757136995313]
[0.44555739845796705,22.565093210981203,1.448,0.442,-2.6536885093953098E-2,0.42275187710588802,0.30977021938673299,2.3884826588233299,null,3.0938256670486846,9.8387874205143309]
[0.31855166767020859,20.259773221432312,1.107,0.38600000000000001,-2.86301076765214E-2,0.39088641812977698,0.31178730757822398,2.43980100167862,null,2.9834347266704113,10.459165731414028]
[0.96738903812384169,29.632376380569042,0.65100000000000002,0.622,-3.1749328181831203E-2,0.42948649931405503,0.28958246444450397,2.4489053321013499,null,3.3717519436438446,25.567753490939499]
[0.22940297082722694,18.349198161449998,1.2949999999999999,0.629,-2.49689589088091E-2,0.40165884450064199,0.29420620672636599,2.4118056334429498,null,2.881696931280322,13.773087863601859]
[0.71049778954143661,26.487367730532174,0.72199999999999998,0.73799999999999999,-2.6001915257989401E-2,0.387663146451869,0.28931295542576302,2.3763590687566101,null,3.2574871496023587,25.585532514101462]
[0.86578738885751239,28.44541775502335,0.873,0.53400000000000003,-2.2929890149215999E-2,0.38362547982392298,0.28154656634699299,2.4679247132497499,null,3.3301465188532178,17.676632813899481]
[0.69997672207332073,26.347296091906045,1.3220000000000001,0.73199999999999998,-3.0316611121983701E-2,0.371562963134832,0.29550313052176902,2.3640724145988701,null,3.2520812402724415,16.612422423802226]
[0.35314507705982334,20.927380223734488,1.95,0.42,-2.8331635147721398E-2,0.35228670678243401,0.295162516466136,2.38422291992193,null,3.0166764098557803,6.8038767961296207]
[0.27793873856298124,19.427847244163175,1.2130000000000001,0.67,-2.6886972458283202E-2,0.38629439830608903,0.28334247453456401,2.51076532261715,null,2.9404015629400804,16.604238571402202]
[0.29295121043680994,19.74203088081822,1.296,0.76,-2.6621226916924201E-2,0.362824838624412,0.27134667448675498,2.4137981094498899,null,2.9568718592706089,15.73803831117743]
[0.26400356721893348,19.128523139454728,0.71599999999999997,0.54200000000000004,-2.39664309803659E-2,0.41327147847103402,0.29167090135437801,2.3593140546566902,null,2.9244536946666946,16.763922632526942]
[0.59836173005999649,24.93616574752436,0.59199999999999997,0.73,-2.7527024411390402E-2,0.45967724432113699,0.30253335539776999,2.34656500931733,null,3.1959246550398577,27.885642521172166]
[0.921778308913902,29.107649327588337,1.89,0.72199999999999998,-2.7263489027084E-2,0.40799105743252501,0.29292202952588298,2.5503557065562301,null,3.3535723025930566,15.988973438872195]
[0.48503381342156293,23.212274559706273,1.639,0.66100000000000003,-2.6441967062999699E-2,0.40664777041032801,0.292831538286488,2.43096310368544,null,3.1227439274335111,13.429246751311808]
[8.7436221124621682E-2,8.3059836116619987,1.659,0.51400000000000001,-3.0251184819607899E-2,0.32593648125750802,0.30049906993624298,2.3617388243719502,null,2.0535205178628737,6.9630663519122153]
[8.8571193878871357E-2,8.3273712198759728,1.204,0.51800000000000002,-2.6599047374706902E-2,0.31147961596152102,0.29480626567138501,2.3782740285858899,null,2.0562641605026242,8.9237491026859761]
[0.86785123384077223,28.470201553462164,1.675,0.68200000000000005,-2.7498183691666001E-2,0.44190712500454499,0.31011328685734901,2.35652138999939,null,3.3310331793754102,14.464171187876802]
[0.84187352110292024,28.156063644742481,1.298,0.32800000000000001,-2.3554192096104699E-2,0.41401486451469799,0.28845842872948202,2.5228384536464699,null,3.3197360357750711,8.9572963286019682]
[0.73374669360340927,26.793258378857164,0.81200000000000006,0.60699999999999998,-2.6674128582761601E-2,0.40982887493220699,0.30408152934084598,2.33289936185865,null,3.2691920123739369,19.469327064646468]
[0.12709178514087638,8.9857838805697359,1.75,0.74199999999999999,-2.8632832860441701E-2,0.4085630112102,0.29344427720791699,2.5166328685305102,null,2.1372332635883766,11.943205202645936]
[0.42912206419283638,22.287222194103961,1.4690000000000001,0.69499999999999995,-2.0102793171268101E-2,0.42681500289747598,0.28157965340381702,2.26377315109823,null,3.0811480642472175,12.469190821279362]
[2.5360686691847323E-2,6.7804734865986953,1.9750000000000001,0.61,-2.6996819888120999E-2,0.42549196814857099,0.28897989591204298,2.4149025495004701,null,1.8353268672371912,7.5857082857692184]
[0.14460811674164664,9.2515896547886456,1.7789999999999999,0.32100000000000001,-3.2868175754313597E-2,0.39047969066243798,0.31537490441695998,2.4547113409636698,null,2.1681457766358236,5.0028601049092529]
[0.1582579961441658,9.4477240829463245,0.67600000000000005,0.42799999999999999,-2.38303564983607E-2,0.43313524883589399,0.31693183042773099,2.3157684640305898,null,2.1903569333855866,11.064384992327071]
[0.68250048401256125,26.112279977198842,1.581,0.73099999999999998,-3.02216202675748E-2,0.38268990712710899,0.29576869139138501,2.3194088198466898,null,3.242944867425325,13.979222739800859]
[8.6061463555330064E-2,8.279890690924967,1.8380000000000001,0.47199999999999998,-2.36571708080217E-2,0.33811382021846498,0.31830825673434698,2.3678329413069701,null,2.0501630146893457,6.2792048979333606]
[0.37410701109198652,21.316070772774523,1.26,0.498,-2.35640524863041E-2,0.35888018742426098,0.29880344223084299,2.5062584313083298,null,3.0355329550074779,12.825422397280079]
[0.18242413164570748,9.7752504076449682,1.0860000000000001,0.54600000000000004,-2.2235773162179302E-2,0.370798444712296,0.30159637005305101,2.3364540921449999,null,2.226379733005901,10.451982697355383]
[0.61138536947677424,25.123389680892146,1.76,0.41499999999999998,-3.1045734726940801E-2,0.33813487101303302,0.30603880046597998,2.4265533665500398,null,3.2035593235435922,8.1425567755065114]
[0.54759637610708722,24.186168506579584,1.3169999999999999,0.73299999999999998,-2.9325950987008801E-2,0.46152727276050998,0.30442923885775702,2.4062333980286499,null,3.164742706658521,17.907802853901948]
[0.76119300403123458,27.148202868957327,0.80800000000000005,0.34200000000000003,-3.1639067802494397E-2,0.38849322507864398,0.30044258158689702,2.3020054795310698,null,3.2826043459229926,10.673948971194228]
[0.55759062097289169,24.336484968947282,1.456,0.67800000000000005,-3.09607283886007E-2,0.37269179809994402,0.291248107587252,2.42785833967831,null,3.1710706931281187,14.735482907244535]
[0.52502084986861608,23.841493688284984,0.94099999999999995,0.36299999999999999,-2.6098741127374502E-2,0.39163173776190902,0.313126841082143,2.3086048724622099,null,3.1500796370954456,10.21260400804263]
[0.25808248995312044,18.998952480342073,1.218,0.70099999999999996,-2.38933734741835E-2,0.35988945607474698,0.28790493006166001,2.5194529841532298,null,2.9174705163673642,17.534603300326751]
[9.6677348859623757E-2,8.4763009949446229,1.7789999999999999,0.43,-2.40935096738784E-2,0.332809950222132,0.30200860777934202,2.3828698434533999,null,2.0751627015135767,5.7688895662976343]
[0.5134880541938277,23.662554202477246,1.0269999999999999,0.71699999999999997,-2.9173037180038299E-2,0.39699391637855302,0.29776808040920399,2.3843108145232299,null,3.1423815737242369,19.4690245510435]
[0.1416162968871546,9.2073788884404415,1.3120000000000001,0.65300000000000002,-2.4181609881816599E-2,0.35361590558641698,0.30639206110353101,2.4411160003677499,null,2.1630701237684571,12.036624562034534]
[0.27792624697914037,19.427582331418392,1.776,0.79900000000000004,-3.1963277574731601E-2,0.32164095879497001,0.30011118063755698,2.3030209617620199,null,2.9403875604012972,12.397115237730238]
[0.90809588583711065,28.947720984293152,1.234,0.45800000000000002,-2.7365624006570399E-2,0.37767283039995198,0.31633107819398099,2.2595381961073802,null,3.3479650644746468,10.887360021367137]
[0.50971310064941311,23.60354743225227,1.8180000000000001,0.61699999999999999,-2.5974539308933401E-2,0.29651856836755403,0.285954398883772,2.3839447006380601,null,{"$f":"-LN(-LN(1-(1/B135958)))","v":3.1398300215049617},{"$f":"D135958*(C135958^((E135958*J135958)+F135958-1))*EXP((G135958*J135958)+H135958)","v":10.274457410355296}]
[0.64820384203794756,25.642151141804433,1.635,0.375,-2.9885372610306899E-2,0.38840626070683698,0.30299015090898301,2.3837526283378301,null,3.2244139135133616,7.628012219816898]
[0.35997038763858025,21.055176284877302,0.73499999999999999,0.498,-2.7346950833528099E-2,0.40393048666484099,0.29194619613137401,2.49173199941364,null,3.0229155144477553,17.922883169403971]
[0.64222374743940014,25.558914911258263,1.06,0.53,-2.43331017200074E-2,0.36695812814948697,0.31049598772192799,2.4192110049108302,null,3.2210969188777137,15.533774730320758]
[0.15745279510416699,9.4363948638529536,1.175,0.59299999999999997,-2.4413580580430898E-2,0.38888076815161998,0.29362807213518299,2.3837519384506201,null,2.1890873266407813,10.98791195833401]
[0.46131538071205247,22.826739043090519,0.54400000000000004,0.53400000000000003,-2.54793849270946E-2,0.360449197217804,0.29392263625222897,2.4008879470088198,null,3.1056178102738636,22.734341463273385]
[0.20879649997391025,17.856866407278702,1.1100000000000001,0.504,-2.73599379008699E-2,0.475482703563259,0.29818910199821003,2.53118840495693,null,2.8537114716788459,13.930327064545596]
[0.32553195366014609,20.397297213148502,1.2010000000000001,0.49,-2.2361127239279299E-2,0.36854146708681901,0.30030394234861701,2.3697150447519699,null,2.9903733568822868,11.319018523591705]
[0.86474161190397725,28.432848207333254,0.52600000000000002,0.58599999999999997,-2.2574328739444299E-2,0.37691463140814402,0.31073769315213901,2.3919293454015902,null,3.3296965323626209,28.240307195324046]
[0.38562549006020963,21.525023125111439,1.0269999999999999,0.48799999999999999,-2.9084574943990599E-2,0.39497456036544099,0.30272859773007799,2.35612565544954,null,3.04552474458281,12.707270223054175]
[0.3599520361242976,21.054834306175017,1.397,0.51100000000000001,-2.5018223599280801E-2,0.31432847244378798,0.28982132987780801,2.3167856463982401,null,3.0228988706343967,9.6501902219931566]
[0.39138128468678823,21.628267374212228,1.302,0.66100000000000003,-2.56159613074903E-2,0.36095592993023401,0.281695476514218,2.34587643388361,null,3.0504251074924111,13.489344517458358]
[1.7503497405896074E-2,6.4791677307651785,1.6919999999999999,0.40400000000000003,-2.3453707323662001E-2,0.373453262104189,0.30810237815741498,2.3645894217633399,null,1.785943315724293,5.2433760632898689]
[0.82830410158420331,27.990046275738024,1.387,0.53400000000000003,-3.0158291031800701E-2,0.42234306238685998,0.28063286199169102,2.3805807570328499,null,{"$f":"-LN(-LN(1-(1/B137814)))","v":3.3137136970805123},{"$f":"D137814*(C137814^((E137814*J137814)+F137814-1))*EXP((G137814*J137814)+H137814)","v":11.722246098756996}]
[9.1252876041523989E-2,8.3773672446434517,1.075,0.56200000000000006,-2.9745183678743299E-2,0.42341470612722398,0.303406155278995,2.40694287247746,null,2.0626484518222585,11.138120438493763]
[0.82470620253415172,27.945799517756814,1.6519999999999999,0.53,-2.13691384221875E-2,0.32927404462257398,0.28677507640962202,2.4233441164340701,null,3.3121024888112904,10.655431874815088]
[0.62683943162736966,25.342984134308697,1.651,0.32400000000000001,-2.8137419139729201E-2,0.38920550992528302,0.29732067112315802,2.5468274996311302,null,3.2124403362933678,7.563848086955768]
[0.98991810045077244,29.886995389508307,1.9059999999999999,0.43,-2.58538997776777E-2,0.40019913963374798,0.28103810130197399,2.29532225027737,null,3.3804557348949529,7.0861425483179223]
[3.0003822392775215E-2,6.936615036370652,1.014,0.309,-2.1850184287366899E-2,0.39530941506811101,0.291092672597835,2.4360558176899798,null,1.859986083092906,6.0140485127028782]
[0.88543835003584859,28.680213148495731,1.302,0.61399999999999999,-2.95184855083306E-2,0.33594457264803701,0.293417706522417,2.3027113559336501,null,3.3385151185679476,13.373541716780311]
[0.62662047037164847,25.339891831191103,0.80900000000000005,0.68600000000000005,-2.5080715882088898E-2,0.49599811206122901,0.292911134828441,2.3976509075994699,null,3.2123158210140259,21.880579485790605]
[0.1678068685386922,9.5799408912492012,0.59,0.70499999999999996,-2.23926039383621E-2,0.379318528813957,0.30569293915146101,2.3239120153517199,null,2.2050555813327435,20.125128647897085]
[0.78024568736102928,27.39084785403664,1.661,0.71699999999999997,-2.4341059340294E-2,0.38226069521903,0.30207973964476598,2.5461455563650799,null,3.2916707412456456,17.351936455133831]
[0.16613335150043906,9.557046075864811,0.53300000000000003,0.77700000000000002,-3.2409768822278001E-2,0.40099048503099999,0.29588830128536397,2.35789621840562,null,2.2025257950930319,24.025524683095728]
[0.45204881893083648,22.673428428198534,0.503,0.496,-3.1298534933765901E-2,0.35973281754870701,0.29587232937049401,2.37082906404284,null,3.0987251234897597,22.045116221454869]
[0.79662321989104601,27.597065837809254,0.52100000000000002,0.33,-2.9529194464817901E-2,0.30503186132090798,0.30555792788384301,2.2784095261695398,null,3.2993119392630521,14.798457689531753]
[0.34019606180452888,20.681483807102445,1.802,0.53,-2.5696097914804199E-2,0.31998576976471299,0.302320283792815,2.52336100428899,null,3.0045608831102748,10.494988822095594]
[0.55555469535368041,24.30597398863565,1.538,0.34799999999999998,-2.67199919061007E-2,0.46432267760113199,0.29941863037808503,2.41008566225715,null,3.1697894851470219,7.6642486015242541]
[0.76929461743428951,27.251747630021217,1.004,0.30399999999999999,-2.2352595499616601E-2,0.38355270082098403,0.296479798272274,2.3484493002247602,null,3.2864833422591935,8.409344353955051]
[0.84227797905280921,28.160991441703842,1.9750000000000001,0.65,-2.3090680320783898E-2,0.427678268514674,0.30552613389097799,2.29358076068457,null,3.3199142401597124,11.420872209039588]
[0.89225783819498017,28.761084334505128,1.0389999999999999,0.311,-2.9152689499174999E-2,0.33655733855461201,0.30568933261602399,2.2856643735978701,null,3.3413813946406785,8.2483848273089215]
[0.93209053942795128,29.227401883963271,0.96499999999999997,0.31900000000000001,-2.4271124973552501E-2,0.41964505286824899,0.31046674932790402,2.3863191296270099,null,3.3577504456465035,10.072457454760693]
[0.43256042743370837,22.345788656167151,1.327,0.69699999999999995,-2.4491215485308301E-2,0.39167819210155402,0.29726593606601498,2.42202304747852,null,3.0838335087627011,16.188431147862641]
[0.29958491553372668,19.878293129901571,1.754,0.53900000000000003,-3.46720922050964E-2,0.41093436883555101,0.30142772092918502,2.3434708613119901,null,2.9639315492066851,9.300824208947466]
[0.46630070543209823,22.908581920187274,1.891,0.35099999999999998,-3.2105654204458198E-2,0.41085012774891699,0.28211747464088499,2.49800213633756,null,3.109278016239668,6.6145026182600715]
[0.54454467245578742,24.139997066510567,1.43,0.38,-3.1687973142883498E-2,0.37654086027156403,0.29880783815144801,2.3544265791982402,null,3.1627909236462943,7.9491648012322509]
[0.41305976383751208,22.010467775519984,1.034,0.42,-3.2380630941628102E-2,0.36974808576689999,0.30493714277974099,2.3945075288461002,null,3.0683595455365142,11.453203771037117]
[0.34696757514148713,20.810644667545592,0.56399999999999995,0.79800000000000004,-2.7505794025235501E-2,0.36479686948381401,0.298538133926599,2.4059805621100798,null,3.0109430541168196,32.799945632296819]
[0.51051911131471939,23.616164583553001,1.383,0.64,-2.56963597704968E-2,0.470976047300255,0.27913828608222901,2.4335141883613098,null,3.1403761560487387,14.384071547683408]
[0.66101458994642326,25.819179822183035,1.0109999999999999,0.73199999999999998,-2.4349286260492702E-2,0.34753933259367198,0.30370394698855901,2.3894034539417999,null,3.2314321894330762,21.132850608801345]
[0.75159245496240257,27.024784559941345,1.3959999999999999,0.60599999999999998,-3.0380175537928801E-2,0.358133207743769,0.31428782541194999,2.4375266875229902,null,3.2779610995401147,15.17300970357995]
[0.3233761875208897,20.354983548653166,1.893,0.34399999999999997,-2.6596548350586401E-2,0.34091656007191501,0.30779766790900298,2.4160422893125202,null,2.9882435902065945,6.0338256547423477]
[0.33960397741112702,20.670129436465658,1.7949999999999999,0.67200000000000004,-1.6885363603777199E-2,0.35471660916429898,0.30093287415041198,2.3282501166102501,null,3.0039978809699477,11.331509669946447]
[0.65056351877884699,25.674889508765329,0.74,0.60199999999999998,-2.5554559061715301E-2,0.38742769449384901,0.29000315289418599,2.4399647038372301,null,3.2257155399476041,21.697646624437592]
[7.8888864400054159E-2,8.1402401261697754,1.79,0.47799999999999998,-2.2561899331922701E-2,0.42183459712195198,0.30221157534547599,2.2849692885781199,null,2.0319987823261707,6.0352015683246005]
[0.51172114677649438,23.634962549968211,0.72899999999999998,0.66200000000000003,-2.1789688534164599E-2,0.42848299560792302,0.30471297314761298,2.4165433357554198,null,3.1411892747482124,23.653121311789349]
[0.70156324340910869,26.368485227867403,0.60299999999999998,0.57799999999999996,-2.8562384824459601E-2,0.42024859090841099,0.28485142020450299,2.36899636739569,null,3.2529008902920418,21.925853369391728]
[0.71335457888817988,26.525222095023825,1.946,0.59499999999999997,-2.3128679954366599E-2,0.43669129492403003,0.30289476496312201,2.36232463572891,null,3.2589430933542101,11.078732262563783]
[0.28367639864504668,19.548904572179097,1.5680000000000001,0.71,-2.94576265158965E-2,0.36090660681147502,0.28566387863076098,2.46140608175339,null,2.9467798720530012,13.932085795850197]
[0.12429731466173854,8.941720986157863,1.7150000000000001,0.41799999999999998,-2.4105842460475001E-2,0.36963375284836197,0.304838098127718,2.53037637523067,null,2.1320150316345026,6.960640744298475]
[0.62358507523399198,25.296968358799425,0.76500000000000001,0.79500000000000004,-2.4605645765756499E-2,0.35677157650104302,0.317049394407171,2.3281645905721899,null,3.2105858525437019,27.388835976681133]
[0.63890606413098461,25.5125692879311,0.80200000000000005,0.441,-2.6660771226487801E-2,0.42392575030811902,0.320847656410223,2.3421473016107499,null,3.2192452476058775,14.915047793143183]
[0.82901460166886976,27.99877259569309,0.93100000000000005,0.30599999999999999,-3.4348554989343097E-2,0.37823699491276302,0.304016940069741,2.4139927621190802,null,3.3140311523267694,9.8743087665554903]
[5.9828894972403512E-3,5.8647896779882629,1.2050000000000001,0.55800000000000005,-1.9676235593481601E-2,0.40767803119420598,0.29073383981136902,2.4021685645671602,null,1.6769507838464308,8.932618257370267]
[0.61467562326072323,25.170373006576906,1.748,0.77800000000000002,-1.9617951128994102E-2,0.337379249598391,0.29067274694601902,2.3112354974856002,null,3.2054661057584997,13.286835227096416]
[0.93321744205397494,29.240447997111307,1.4950000000000001,0.39600000000000002,-2.5278209271223599E-2,0.36785791569298798,0.313492449670565,2.4197504008097002,null,3.358204569043536,9.562449898926987]
[0.53730059515460704,24.029875358288574,1.0249999999999999,0.33700000000000002,-2.6505518209708E-2,0.43662271493418803,0.29754730348402098,2.4992597275753998,null,3.1581203612234572,10.332552616411091]
[0.36311970620515621,21.113734984188422,0.93799999999999994,0.499,-2.4142322814106901E-2,0.407420718992417,0.300693194867997,2.4355524985349701,null,3.0257614378619642,14.773469058938062]
[0.19700914502240741,9.9624734888763822,1.611,0.51300000000000001,-2.5425532289883299E-2,0.36880089175309,0.28859980326986701,2.27319150592426,null,2.2464019897305496,6.8606122553745781]
[0.31898087235654438,20.268272524313087,1.792,0.38600000000000001,-2.5440671664208998E-2,0.35756361030325001,0.305763328122999,2.4279388517264802,null,2.9838649493799614,7.1659587752778151]
[0.24628537398174566,18.736287693228405,0.998,0.71399999999999997,-2.6663435027050701E-2,0.30127366430896202,0.29274302774864303,2.43698127496606,null,2.9031627769771475,19.135465453492795]
[0.32639919178529297,20.414279946764299,1.823,0.42699999999999999,-2.11868490784505E-2,0.38015797402052698,0.28905623209418801,2.3585296200559802,null,2.9912268715153214,7.113047487096944]
[0.24498481819794982,18.706949108325524,1.909,0.72799999999999998,-2.2697859848260199E-2,0.35813556524969498,0.29354976438069502,2.4399299885313499,null,2.9015518702386651,12.386734702230951]
[0.71651149141854442,26.566965237239422,1.0249999999999999,0.71699999999999997,-2.9453115076285698E-2,0.400088288522504,0.32897385459194101,2.4344887105875199,null,3.2605461517737555,23.506077593952014]
[0.84110074794657919,28.146645110839589,0.72899999999999998,0.52300000000000002,-2.6389622760012801E-2,0.38417223367140901,0.30065704545563599,2.3987076876909899,null,3.3193953440499602,19.508948245806703]
[0.88639520895930746,28.691579117568804,1.0429999999999999,0.53400000000000003,-2.8821273723726899E-2,0.377109196164716,0.29239984290705201,2.4044786825089899,null,3.3389184534235179,15.228102399857855]
[0.90306390934586356,28.888601499269516,1.2010000000000001,0.56000000000000005,-2.5726969781230902E-2,0.34772648464088901,0.29539885161545798,2.38172471345883,null,3.3458842926077255,14.225610454400266]
[0.22263312568678539,18.18998668942001,0.68200000000000005,0.65400000000000003,-2.9258974354365599E-2,0.37980274756570198,0.28577990728945601,2.3880401654315802,null,2.8727323680563828,21.197772821922019]
[0.62606049412816578,25.331981049877566,1.6779999999999999,0.58799999999999997,-2.8165921023067999E-2,0.38734517755900399,0.30447920330214001,2.4471242178108099,null,3.2119972133522978,12.555308793047333]
[0.52836789222653435,23.893056598933704,0.79300000000000004,0.40699999999999997,-2.3512288853630499E-2,0.43800410705179699,0.31240675399057299,2.38452564714443,null,3.1522869409544954,13.707105774262967]
[1.1674899211873035E-2,6.2080407284045229,1.103,0.47499999999999998,-2.5618815605118601E-2,0.30868039645777101,0.31060895410285999,2.3820667292023798,null,1.7393096198164419,8.2131001527103287]
[4.4574001515329531E-2,7.3604555046465485,0.59099999999999997,0.77900000000000003,-2.5240508879261801E-2,0.37944959377443499,0.29152988535030899,2.5073293816303299,null,1.9239991819448501,23.817039553625907]
[0.89088123482918369,28.744784385133524,0.55900000000000005,0.67700000000000005,-2.89465248345664E-2,0.400339201579198,0.31492433229403499,2.3172298642868498,null,3.3408043446995772,29.496058335044204]
[0.42318075321232584,22.185466677109716,1.6559999999999999,0.55700000000000005,-2.66578413156538E-2,0.40714532067459902,0.30742314610446297,2.4014879499234398,null,3.0764650498162767,11.264637026551434]
[0.81880348324079266,27.872998625638907,0.89100000000000001,0.49399999999999999,-2.1800825876396E-2,0.41391549406766798,0.29955705686626299,2.4460852400289701,null,3.3094458420909798,16.580056938407559]
[0.46968106502377949,22.963827803123159,1.6220000000000001,0.56899999999999995,-2.3995025531386899E-2,0.42912930910797398,0.29859321084823698,2.4107751296829498,null,3.1117411872904759,11.74966442242375]
[0.93344854050808357,29.243122442529501,0.505,0.45700000000000002,-2.3020696208567899E-2,0.36590419999611301,0.29984589257414901,2.3913118353634801,null,3.358297638597854,22.225541389843691]
[5.1976178675233409E-2,7.5489257216333661,0.58499999999999996,0.46600000000000003,-2.4186069074471201E-2,0.35443695964886002,0.27248186043324901,2.4364587807287101,null,1.9511944035064157,13.144062463759493]
[0.76307406915565879,27.17229323419426,0.72799999999999998,0.36099999999999999,-3.1796553318094702E-2,0.41641480327571601,0.30124270473599601,2.3668910883061698,null,{"$f":"-LN(-LN(1-(1/B147542)))","v":3.2835081641265114},{"$f":"D147542*(C147542^((E147542*J147542)+F147542-1))*EXP((G147542*J147542)+H147542)","v":12.878404080817853}]
[0.40274516175647679,21.829900934692539,0.94,0.38400000000000001,-2.1656672857939499E-2,0.35631738964916199,0.29530962568997399,2.2824722438642602,null,3.0599266800278424,9.707645686857985]
[0.60896783928123399,25.088787828359433,0.84299999999999997,0.79700000000000004,-2.4888053188259599E-2,0.38269291358767399,0.30827073168375202,2.37003128223003,null,3.2021527047609752,25.772306258604242]
[0.59541085415210504,24.893462541444627,0.66100000000000003,0.54300000000000004,-2.72336226293231E-2,0.404989823246652,0.30074903799659503,2.35139517191514,null,3.1941750958984216,19.761644724681009]
[0.701636175756011,26.369458715627459,0.78100000000000003,0.316,-2.0342550596484699E-2,0.414464899892931,0.28098458026003598,2.4029123122443599,null,3.252938531149554,10.237056462556778]
[0.20566966667885056,17.780071348041524,1.3640000000000001,0.65600000000000003,-2.0471373906705202E-2,0.38279516331558999,0.29120326033330202,2.3617946252192499,null,2.8492747116594939,12.938638768206705]
[0.96264833029459473,29.578421508949386,0.8,0.30599999999999999,-2.8574027004647701E-2,0.35587322549363298,0.31465820115322801,2.3416043846815802,null,3.3698978029324245,10.837580423851424]
[0.44889394617038902,22.620874653204623,0.70599999999999996,0.504,-2.5697677013991199E-2,0.34619839316180201,0.30809641467489901,2.4568282472867198,null,3.0963513796317499,19.706325619149251]
[0.50091593825157354,23.465184154841346,1.569,0.432,-2.38332457762713E-2,0.42717792386050002,0.3066116188286,2.4816559350677401,null,3.1338212962825902,10.08983321244275]
[0.63470345674206696,25.453688818107882,1.5189999999999999,0.64600000000000002,-2.6035567186400502E-2,0.36947959847849299,0.302007127258758,2.3838392209372401,null,3.2168878077060019,13.733013780705178]
[0.10815801979942452,8.6769216030435103,1.903,0.58499999999999996,-2.06422007602329E-2,0.32012553947225902,0.31238032790461101,2.4158754759992598,null,2.1000673762756681,7.9280436955011471]
[0.61882327808906035,25.229420822910296,0.77800000000000002,0.55200000000000005,-2.8189941922668101E-2,0.33181602614285799,0.30606881182368101,2.3660211219494598,null,3.2078573700408493,18.993042573412851]
[0.27798392509329384,19.428805478678235,1.339,0.33600000000000002,-3.1749564605567E-2,0.41102664317450999,0.29072770829422001,2.3237420118921599,null,2.9404522108696214,6.6113015500188048]
[0.99158866077127505,29.905759778411571,1.716,0.48799999999999999,-2.5356775707331299E-2,0.35101759077094002,0.32235652991018199,2.38516896414228,null,{"$f":"-LN(-LN(1-(1/B149398)))","v":3.381094181229138},{"$f":"D149398*(C149398^((E149398*J149398)+F149398-1))*EXP((G149398*J149398)+H149398)","v":10.600520952789729}]
[0.83178756718132285,28.032794269182546,0.67100000000000004,0.47499999999999998,-3.1503403549030598E-2,0.38471386065213398,0.30379691308253098,2.4227795785910198,null,3.3152678668599793,19.54401085992367]
[0.14092864367027425,9.1971514696022449,0.76300000000000001,0.46500000000000002,-2.9862886397082601E-2,0.35271619709587698,0.29679931460610798,2.3343354929559901,null,2.1618922702898273,11.054279587431115]
[0.14539047939961913,9.2630751723318685,0.53700000000000003,0.68899999999999995,-2.78537303718072E-2,0.38831393910395401,0.31507376831753903,2.34064913054354,null,2.1694601666845754,21.53256809641697]
[0.71479505968664103,26.544280681012598,0.69199999999999995,0.45600000000000002,-2.56565711271339E-2,0.35544482879474198,0.30718180222381802,2.4638302500243499,null,3.2596753175411135,19.06734013970264]
[0.3697663710296909,21.236495869776476,1.327,0.57799999999999996,-2.4845849819969401E-2,0.40731603842163999,0.31503781160295702,2.3797949535991898,null,3.0317013870842571,13.433081831410977]
[5.681287081595543E-3,5.8427104397119116,1.56,0.44900000000000001,-2.8370891165199499E-2,0.41250947494915102,0.315086684815507,2.4144281958715399,null,1.6728025448590562,6.4135991728272197]
[0.97144045700744985,29.678381650201789,1.107,0.54300000000000004,-2.60508729707216E-2,0.31879001878965302,0.31162420895438298,2.2979812753386701,null,3.3733301876352146,14.301523131440966]
[0.76359734747000818,27.178989458001009,1.9419999999999999,0.45500000000000002,-3.1333683452042002E-2,0.39452487405763598,0.29509214898001401,2.4524222835340002,null,3.2837592468504218,8.7043207581557382]
[9.7154036019778456E-2,8.4848607579747437,1.4950000000000001,0.63,-3.2400399836053098E-2,0.37297953301869802,0.29360992000872199,2.3819076554628,null,2.0762380919064971,9.4904262211584083]
[0.19902695092962563,9.9878220563892626,0.51400000000000001,0.68799999999999994,-2.6958748950909599E-2,0.36887368565981099,0.30350273866782101,2.47678643283166,null,2.2490822386209128,25.68250984991278]
[0.6628890208902628,25.844937776876893,0.92900000000000005,0.34499999999999997,-2.79533901320442E-2,0.45812744780273201,0.28141620114788102,2.3006743018676499,null,3.2324492662239002,8.9592688254082731]
[0.80600029915874183,27.714183850426085,1.097,0.38400000000000001,-2.30769371911719E-2,0.26792354636960303,0.29300230564678897,2.2897161686527299,null,3.3036257664273325,9.2603362380791943]
[0.65222844506655242,25.69795313376007,1.06,0.41599999999999998,-2.6671105708581399E-2,0.36671935411887702,0.29798869627306301,2.4520892891854298,null,3.2266314973191244,12.1169332465215]
[0.94479698913372023,29.37405037209296,1.62,0.623,-2.1524876119524101E-2,0.36989604250095198,0.29093183125708599,2.4314009603958699,null,3.3628433130376472,13.432154528510821]
[0.61672012168933743,25.199504188863891,0.62,0.68,-2.59676483938392E-2,0.40989197505618302,0.29647372103618502,2.4289532268056599,null,3.2066465484916997,27.546501472361413]
[0.48350611268097776,23.187730315441861,0.66400000000000003,0.72799999999999998,-2.2109604830588801E-2,0.40164686276322198,0.292447339094699,2.4623306599247599,null,3.1216623333360491,27.968226982966691]
[0.40287842868412249,21.832248546601605,1.4390000000000001,0.752,-2.3601563755458799E-2,0.42359090338164102,0.29054952623223901,2.3569528777556101,null,3.0600367763194214,15.255773425639843]
[0.68662848835803381,26.168061255601479,0.96,0.70499999999999996,-2.7176824881805901E-2,0.36647676242766902,0.28781068234185198,2.4413860544346999,null,3.2451209624065664,21.226935456894207]
[0.23973046864400727,18.587618463632779,1.9790000000000001,0.58099999999999996,-2.4580485760073999E-2,0.36720578401438497,0.30262884968048298,2.3626863287929001,null,2.8949728411737383,9.1638916037281533]
[4.5693540483358719E-2,7.389914760074058,1.1779999999999999,0.496,-2.1771787008182799E-2,0.29563764508809498,0.30974113366407902,2.3019470445639598,null,1.9282992338160672,7.970733288616942]
[0.34458149218053324,20.765277184030523,1.782,0.33600000000000002,-2.8113291922302601E-2,0.41154397768266299,0.29671111934067301,2.4746725283812401,null,3.0087059696397676,6.6055148935546715]
[0.43156662333747475,22.328884945195053,1.1559999999999999,0.33600000000000002,-2.6509828465657699E-2,0.41638077968652498,0.31351151171402603,2.4465989130889501,null,3.0830591642290677,9.2634474352621901]
[0.25426206287264874,18.914559975726888,1.661,0.58099999999999996,-2.9603486826047101E-2,0.33342183161892303,0.29657200431956299,2.21755610799178,null,2.9128958247458909,8.6403595384567371]
[0.42326776411540723,22.1869620290095,1.083,0.50800000000000001,-2.92129571880087E-2,0.37790855168036003,0.30924326928741602,2.4104237968537801,null,3.0765340282953129,13.842987847261417]
[0.46530380662838555,22.892251199545743,1.034,0.753,-3.0383342320833801E-2,0.35531993520546501,0.28756205198354101,2.35760807453482,null,3.108548737480787,18.974692019445122]
[0.56843495636212049,24.498071014460386,0.52400000000000002,0.66300000000000003,-3.1917404515721302E-2,0.321771074258493,0.29314458243471098,2.5463361930056299,null,3.177828726308602,35.544416936169021]
[0.46259659103236184,22.847814414637739,1.7769999999999999,0.53700000000000003,-2.5522866766618101E-2,0.38895812267379798,0.30697574688339802,2.3671936295312501,null,3.1065616324004481,9.9960132854298998]
[0.40479593060287744,21.865984110166423,1.1319999999999999,0.53100000000000003,-2.5504977371188901E-2,0.41293693441583401,0.30321728473472898,2.28621279076309,null,3.0616175402264871,12.171360251229196]
[6.3131098831171961E-2,7.8091613257156478,0.94799999999999995,0.38400000000000001,-2.53948746689177E-2,0.37340092282174697,0.31504886988137598,2.3515733148664402,null,1.9875655123186113,7.8208800293001497]
[0.31113310957381268,20.111952456688655,0.85499999999999998,0.64100000000000001,-2.6309659548399901E-2,0.39674650429829,0.31849702392156698,2.1960129317722701,null,2.9759224793655545,16.541573380525342]
[0.11500102551675739,8.7914546271312126,0.80600000000000005,0.7,-2.3112162112548101E-2,0.29961506487977402,0.28419878930157699,2.5359994725110102,null,2.1140113544668884,18.948308517189719]
[0.89768510175933125,28.825224757961408,1.78,0.318,-2.6282226871423401E-2,0.358984893074831,0.29368239490305098,2.3753701544508701,null,3.3436488621536928,5.9975271763206086]
[0.60516013651768719,25.034149004235417,1.9350000000000001,0.32100000000000001,-2.0996644794511202E-2,0.44343707466533999,0.31248306949197802,2.3758622391323199,null,3.1999275142112622,6.2197447571048201]
[0.83295116588570595,28.047053635228064,0.59,0.66900000000000004,-2.6420063191471398E-2,0.39913894484629597,0.29029195743705799,2.4244765602723599,null,3.3157857513951687,28.454536323854597]
[0.3038512527857814,19.965131613827211,1.5640000000000001,0.57199999999999995,-3.1040683910991299E-2,0.39049298204199101,0.31217592073891898,2.33678826464662,null,2.9684047397705902,10.924703485796678]
[0.39716610881858294,21.731270211050571,1.863,0.37,-2.6214853287638701E-2,0.43541784687699597,0.30405800685984002,2.4515655311761,null,3.055290190277185,7.2804224395925301]
[0.24681213737672025,18.748148637051688,1.347,0.44700000000000001,-2.5777290877663402E-2,0.40514457592235098,0.31403307252450002,2.41671573613475,null,2.9038132948234168,10.215640752523095]
[0.39626458522329333,21.715267532790897,1.772,0.56799999999999995,-3.2282405262238599E-2,0.36690471669325597,0.30698434254194901,2.4084113176551898,null,3.0545358953915462,10.61065154722437]
[0.75972749233178338,27.129413764179684,1.8919999999999999,0.42699999999999999,-2.7462407312685601E-2,0.42353130722885701,0.29628445163307698,2.4247451453134699,null,3.2818988519086219,8.3403394280481784]
[0.65673428259634792,25.760223659935306,1.8029999999999999,0.63300000000000001,-2.2872734643980701E-2,0.46726399141746999,0.31515255544148801,2.4386018829367901,null,3.2291003486579775,14.033088783917799]
[0.97636533710076834,29.734176380912785,0.745,0.76700000000000002,-3.02343298096007E-2,0.40514929819365297,0.27880698404390902,2.5637916954659699,null,3.3752409292267846,31.33422075397031]
[0.42560221963994516,22.227024287669835,1.8740000000000001,0.52300000000000002,-2.3790805376307001E-2,0.41450697956569599,0.29713729892475199,2.4203489122667499,null,3.0783802741927593,9.7098868250625721]
[0.16549061906312779,9.5482224421075728,0.73499999999999999,0.50700000000000001,-2.3358506492874302E-2,0.42276950786482898,0.29934003606714898,2.5118128496290399,null,2.201549104009989,14.66016261901026]
[0.30723853861584993,20.033644301284962,1.085,0.501,-2.5242072961959301E-2,0.407353586228066,0.27354479381872998,2.3524724100290402,null,2.9719198658326569,11.243705178469822]
[0.19894775600262082,9.9868296040999436,0.75900000000000001,0.64200000000000002,-2.9907492156856501E-2,0.37791918926945101,0.29479830886776698,2.3908886751740601,null,2.248977436232273,16.457889032674757]
[0.4753223918371825,23.055584231517795,1.294,0.54700000000000004,-2.56965410286275E-2,0.38779649769164798,0.31777648197035002,2.37546102954117,null,3.1158188394096964,13.248234120751002]
[0.1875942526628307,9.8424458265275234,1.569,0.41499999999999998,-2.7876993754471301E-2,0.42233559857751501,0.29560806354094299,2.3902488461809299,null,2.2336121292248459,6.5718566916215835]
[0.46644759084283793,22.910986650818867,0.623,0.52900000000000003,-2.7216272538731202E-2,0.33369988047219801,0.291731318152745,2.3850719917274001,null,3.109385359042061,20.302722593745294]
[0.86043435737870577,28.380997560486637,1.5720000000000001,0.73099999999999998,-2.5936717993144901E-2,0.331833192075772,0.30647011004300401,2.3861108912114899,null,3.3278381489999331,15.663982203567397]
[0.58807492138936091,24.786840765729863,0.95,0.67300000000000004,-2.8135339557213802E-2,0.36517949804448302,0.29784099836071598,2.3812826724585201,null,3.1897933667318741,19.540502500556659]
[0.39958070796212297,21.774041799234169,1.018,0.438,-2.5159563416717899E-2,0.40887926482619202,0.27533105669275698,2.4677503432174799,null,3.0573034630081546,11.846906376117735]
[0.35633590562778028,20.987277102887575,0.73299999999999998,0.56599999999999995,-2.74131901280125E-2,0.38466266146783001,0.29196083202391199,2.3817845695631101,null,3.019605472054038,18.376467394612089]
[8.3638760572545046E-2,8.233395285387811,1.139,0.373,-2.3483915680350499E-2,0.38947403366358002,0.29238607011934098,2.4506854263554301,null,2.0441520623505736,7.2173073417152862]
[0.36714300114133647,21.188176286333192,1.0720000000000001,0.45500000000000002,-2.7942830232328401E-2,0.33674917468188398,0.30837642559495099,2.3992908316816401,null,3.0293675901213404,12.109859839428765]
[0.56926280200057522,24.510342748853098,1.8440000000000001,0.48499999999999999,-3.2088466696657797E-2,0.447660095503083,0.28433296577162698,2.37280692145448,null,3.1783401069037103,8.6063459158302766]
[0.66799278391692918,25.914888395608031,0.72,0.438,-2.6555823887001902E-2,0.37509525733416499,0.30988092098481901,2.4351818994049501,null,3.23520612233136,17.21327499534689]
[0.93930591717383694,29.310798222289655,1.857,0.49,-3.3429195097808499E-2,0.47532778566505102,0.29480134172755001,2.4173695598037699,null,3.3606498479432583,9.9787203236163222]
[0.20887743526216562,17.858846516914209,1.429,0.747,-2.81713579939501E-2,0.35185838649915702,0.31437470061338502,2.3693735600834298,null,2.8538256105278634,15.10135305603446]
[0.16555700042534904,9.5491345389171158,1.7190000000000001,0.42199999999999999,-2.0831593168123799E-2,0.39498514635660298,0.27724386666186002,2.3187545535057801,null,2.2016501086309876,5.549954659906013]
[9.4000168202488354E-2,8.4278303670559662,0.753,0.74,-2.9375920446402699E-2,0.35082261063862702,0.28780841697091902,2.4510475159415299,null,2.0690512112975954,19.045687643828796]
[0.8935410245025116,28.776266841087782,0.82399999999999995,0.72599999999999998,-2.7963948451410901E-2,0.35230360718193399,0.28826708602652101,2.3860125331614701,null,3.3419185855066917,23.870602165260536]
[0.76927901254047415,27.251548713122393,1.87,0.64100000000000001,-2.2419632284879101E-2,0.33368539272473402,0.29006770785748498,2.3567677716020898,null,3.2864759048393752,11.046906445257088]
[0.88929934570386326,28.726038150083085,1.9059999999999999,0.75700000000000001,-3.1371042316874903E-2,0.45111168277241998,0.30025675267805801,2.43757321906181,null,3.3401402794369406,15.494079440673911]
[0.17866862658166971,9.7258415465088035,0.79400000000000004,0.70799999999999996,-2.7007695561268901E-2,0.418675926561006,0.28493689051512,2.3868465968331201,null,2.2210281076779834,16.815820666397094]
[0.6635652687022433,25.854221661768694,0.54800000000000004,0.57099999999999995,-2.9695004253600801E-2,0.32453513422701002,0.29406490628582099,2.43354936708596,null,3.2328155955201869,26.78549944683391]
[0.84575375154002708,28.203290555899137,1.71,0.34899999999999998,-2.6403850446543101E-2,0.36990243595011302,0.286206483657026,2.4302959971909899,null,3.3214426018889762,6.9806219537069545]
[0.49271629627648472,23.335120559430493,0.65900000000000003,0.76700000000000002,-3.0347147635537398E-2,0.381118032076672,0.31082792378707902,2.4268680007284198,null,3.1281398799888613,30.925931798417508]
[0.88595941935321387,28.686403388153401,1.329,0.52100000000000002,-2.66257476408229E-2,0.41169429573880101,0.31120214623607401,2.3775857697646599,null,3.3387348067205145,13.091819661599759]
[0.75003978018635464,27.004750509227065,1.6519999999999999,0.45600000000000002,-3.2820120405498997E-2,0.38786024845574502,0.30191697156229302,2.4053285079046001,null,3.2772053394701479,9.4709681077702523]
[0.69060908435995705,26.221692037555485,0.89800000000000002,0.30299999999999999,-2.8362722525472402E-2,0.35691220829722797,0.28928835314664197,2.3412686090878498,null,3.2472087071781321,8.7208882286874783]
[0.30082650715473358,19.903628341539569,1.772,0.748,-2.5287675068690101E-2,0.36827817810065799,0.28767233683861898,2.3984079340328099,null,2.9652386763748311,12.893974642006201]
[0.36708150423178276,21.187041513687198,1.276,0.38100000000000001,-2.4062635672778901E-2,0.30794403148625898,0.28280918414988998,2.4137417601835698,null,3.0293127159795845,8.3233273771070486]
[0.12930137930442009,9.0202826285041837,0.89900000000000002,0.32900000000000001,-2.7979553367336402E-2,0.37610403249912999,0.30719743557680002,2.42302869724874,null,2.1412998782981587,7.7055406494260312]
[0.32110234264582049,20.310199094398271,1.0349999999999999,0.35199999999999998,-2.6568361608248901E-2,0.33379597591370203,0.30631395454673999,2.3229006631085798,null,2.9859845076888347,8.7388425972590316]
[6.5758189881533036E-2,7.8670147776374693,0.74099999999999999,0.36,-2.7151997795019998E-2,0.41741996796237701,0.32219844325937702,2.33603510517744,null,1.9954740500757895,8.5693733180961207]
[8.7117047404466796E-2,8.2999440791562442,1.006,0.379,-2.5868248661102902E-2,0.356641791155277,0.30521293946127898,2.3456088922331899,null,2.0527443866041439,7.3724324424156897]
[0.76708802105969087,27.223599903607735,1.141,0.56599999999999995,-2.5677021669744601E-2,0.38078547065331497,0.30389827487938498,2.43396008565646,null,3.2854303601119161,15.965504828368525]
[0.70288024749061961,26.386056574172585,1.792,0.53400000000000003,-3.3073907682585099E-2,0.391303860405807,0.29972302272117002,2.3499584834039702,null,3.2535800856306976,9.775978423414152]
[0.38950301708941604,21.594660011073529,1.9770000000000001,0.66100000000000003,-2.5472085890818001E-2,0.38328720308937098,0.306595713569838,2.3206269196737499,null,3.048832610435618,10.677229775247735]
[0.45416419025138122,22.708563574476905,1.548,0.313,-2.9860201888899301E-2,0.40105125264208302,0.29758652347507702,2.4360753929855199,null,3.1003089663408612,6.6522974228896103]
[0.35308355083791698,20.926222626200001,0.91900000000000004,0.41099999999999998,-2.35706856067955E-2,0.37475974439552701,0.30674633481329699,2.3986465650902402,null,3.0166197166840041,12.105272928504835]
[0.47984399722509963,23.128735921294517,1.4139999999999999,0.54700000000000004,-2.6672871747184201E-2,0.44275350362593902,0.29238471074228001,2.4380945858212799,null,3.1190578236630695,12.489518946669087]
[0.45478979362977201,22.718938814836726,1.0469999999999999,0.72099999999999997,-2.1317486037310401E-2,0.400928600251647,0.28672039215164002,2.45914224675996,null,3.1007761880321469,19.896249033161052]
[0.21141996596098067,17.920856247430383,1.54,0.53200000000000003,-2.3160313493677899E-2,0.40899763649443799,0.29277871440082298,2.3142759285060301,null,2.8573934384084319,9.3557313651310618]
[0.82677570014910406,27.971261845874224,1.8149999999999999,0.68200000000000005,-2.7585050033076399E-2,0.33720173396702702,0.29384757096672398,2.40586718019338,null,3.3130299951062305,12.770101927813792]
[1.0311523632616337E-2,6.1353151342587848,0.89200000000000002,0.498,-2.3389587801305602E-2,0.444382494134751,0.28956502380896698,2.4103617092734302,null,1.7264199633561139,9.7887466028356549]
[0.63250411385771166,25.422797301458658,0.88600000000000001,0.45600000000000002,-2.67393200136605E-2,0.34430989802217099,0.29138019384980901,2.3436184426800599,null,3.2156487548182384,13.264659999356832]
[0.48380953720919562,23.192608256945633,1.9490000000000001,0.68200000000000005,-2.13106637034353E-2,0.431111974923027,0.30861891520173401,2.4522840456785899,null,3.1218773833529401,13.585518850694543]
[0.12569503680550942,8.963821338139331,1.675,0.39200000000000002,-2.6483326013791601E-2,0.45917628067890798,0.314151140880218,2.3467744227521101,null,2.1346357194133665,5.8870507750166308]
[0.75999283759290026,27.1328170584707,1.595,0.60099999999999998,-2.7355242599585699E-2,0.43069002881924801,0.293420187246827,2.3734601268793001,null,3.2820266758568732,12.423633299890415]
[0.67752035348367967,26.044759006564465,1.93,0.51500000000000001,-2.5458182911649301E-2,0.34078991168898598,0.29532068417040702,2.3759950841079198,null,3.2403044403299868,8.8609279841033644]
[0.21940266492911253,18.113160612584696,1.333,0.44800000000000001,-2.6551930444172402E-2,0.475552857537619,0.31441790070993098,2.36525768104462,null,2.8683776672366079,9.8900668500034623]
[0.66292167868091079,25.845386228959558,0.76,0.66900000000000004,-2.41023329311311E-2,0.38094436076521199,0.30669923007168998,2.4630449277136401,null,3.2324669646104445,25.629445064622789]
[0.63482946942055574,25.455457143825942,1.3759999999999999,0.68300000000000005,-3.2231579022605497E-2,0.32846347220079702,0.29697836545129702,2.4810230313415,null,3.2169586884682886,16.571645226658742]
[0.14829446761856546,9.3054394029321426,1.7969999999999999,0.63700000000000001,-2.5456238731690398E-2,0.41312892501362702,0.29208995197893101,2.4524956764169201,null,2.1742933669941764,9.5848331399345312]
[0.70990268169589144,26.479472582346396,1.228,0.35299999999999998,-2.3039053780992198E-2,0.32777163714758001,0.30102706928878598,2.4977245697049102,null,3.2571832212570828,9.8105475741229942]
[0.42709110449879761,22.252518103953815,0.92500000000000004,0.68200000000000005,-2.6008770440821199E-2,0.355113807089736,0.30528018547644797,2.4269694933523001,null,3.0795533690425057,20.923881835168473]
[0.57483369815849072,24.592693018615925,1.5129999999999999,0.55400000000000005,-2.4931827709257899E-2,0.41163225535088099,0.30245003856269997,2.3770595652181199,null,3.1817650086448106,11.849730856308959]
[0.82737250313908395,27.97859876603059,0.92800000000000005,0.72499999999999998,-2.42868187194266E-2,0.30052715184885598,0.28951383764344302,2.34084540190445,null,3.3132970946215927,20.838186416404678]
[4.2813709559708646E-2,7.3133771190542145,0.50600000000000001,0.34200000000000003,-2.6621522462209599E-2,0.37375850148915601,0.27598878151379702,2.44965758264143,null,1.9170885783338378,10.667288320944975]
[0.92784697018138018,29.17820332256986,1.3080000000000001,0.59499999999999997,-2.72283055602465E-2,0.371993690261537,0.28871848538913703,2.51425496996624,null,3.3560360301687333,15.972304775948357]
[0.53047422059767446,23.925421977687954,1.0109999999999999,0.53700000000000003,-2.7390344543464801E-2,0.41293866219978798,0.310948843582044,2.42825343567368,null,3.1536699517834363,16.115134584322536]
[0.11056372910056755,8.7175887531531693,0.52100000000000002,0.69399999999999995,-2.64514725822683E-2,0.35442296215591801,0.30295146884035401,2.4261812473887701,null,2.1050408007634998,23.472917846454578]
[6.2531306184072544E-2,7.7957849117929419,1.1279999999999999,0.61799999999999999,-2.36813690583241E-2,0.34398563527937998,0.298773003774428,2.4184536274079802,null,1.9857279984972496,11.539666566330995]
[0.20202985286477282,17.689938436454888,1.284,0.51700000000000002,-2.2732364590974E-2,0.33365986185260499,0.28225290578984003,2.32800292723147,null,2.8440421209472504,9.8581266953584272]
[0.88767291697961559,28.706746704992671,1.2769999999999999,0.66300000000000003,-3.05070627126292E-2,0.38367904401834102,0.30014267656501298,2.4088930264797801,null,3.3394564398779707,16.854488124231047]
[0.5925555692306691,24.85204181733998,1.83,0.68799999999999994,-2.5108705091367301E-2,0.33125021013570799,0.29786746626442701,2.3747931943171001,null,3.1924751500164308,12.172554033060578]
[0.64144081293503885,25.54798869777024,0.55500000000000005,0.32500000000000001,-2.7648960335103102E-2,0.32295048255303399,0.28905405927447098,2.4385368905237002,null,3.2206606869370562,14.829525760069805]
[0.38047957855053527,21.432064305686978,0.75,0.77400000000000002,-2.2590032124474399E-2,0.39421722469383302,0.30195505908952303,2.3666410447179498,null,3.0410919205409677,25.097465424257226]
[0.59783725939703047,24.928583647673275,1.7869999999999999,0.745,-2.62872126542921E-2,0.384769968110796,0.292291397248859,2.4379265909379799,null,3.1956142383199717,14.464163548720245]
[0.16032650575355034,9.4766966860838124,1.7709999999999999,0.58199999999999996,-1.9418132825331402E-2,0.39533579136053498,0.290081992654522,2.3575108840429202,null,2.1935964143036415,8.0253975761057443]
[0.77756675351191051,27.356910766342473,1.0740000000000001,0.67500000000000004,-2.29516994184518E-2,0.36721464136455401,0.30928686625213497,2.44580679939632,null,3.2904076215453921,20.488794451509335]
[5.3201715594335841E-2,7.5788009712445783,0.63900000000000001,0.58799999999999997,-2.3630869400412199E-2,0.32681329843767598,0.28632373089788998,2.3734921030202401,null,1.9554379054368329,15.249304132637779]
[0.67865685969063172,26.060189635681823,1.415,0.51,-3.2295449245868399E-2,0.390664137655725,0.291705773474287,2.4244282977901501,null,3.2409084745821488,11.572413503629699]
[0.55932965485005393,24.362502560461671,1.403,0.51500000000000001,-2.8315077249527101E-2,0.39563961274867399,0.29366832832079098,2.2913505564721501,null,3.1721619205065958,10.219189718969211]
[0.1918153733888498,9.896623497228088,1.0669999999999999,0.76200000000000001,-2.2973146925600499E-2,0.27677680743983402,0.29052443173318299,2.3910554841646898,null,2.2394054729365207,15.174413704281806]
[0.78243772854124372,27.418573605011719,1.1160000000000001,0.505,-2.1811835056219201E-2,0.42979286982825299,0.29527693940249,2.4442251780370099,null,3.2927014952784845,14.336720759429257]
[0.87014480665362659,28.497709504302009,1.19,0.46800000000000003,-1.6258286212374701E-2,0.38340573013339602,0.29197280695875999,2.4970081690442099,null,3.3320163788068053,13.381821716109192]
[0.56277501154947829,24.41392918541424,1.786,0.378,-2.9731137263629099E-2,0.39978428124769799,0.31122142437073003,2.4354916912037501,null,3.1743153534296495,7.7500345342344756]
[0.44254414819245158,22.514536999766285,0.77400000000000002,0.76700000000000002,-2.5809280265624901E-2,0.38442420502001701,0.294035754676232,2.5688704507308802,null,3.0915310204171891,29.688621442241448]
[0.73864478469166928,26.857082642771623,1.0640000000000001,0.623,-2.32830911144544E-2,0.38715537050536603,0.29677155730587601,2.4450755411043401,null,3.2716170545754504,18.174984469138099]
[0.41750856073856668,22.087651629329848,1.7110000000000001,0.52900000000000003,-2.4387599563193599E-2,0.437470615821696,0.291760113084234,2.51882603454948,null,3.0719426091586453,11.426907943877943]
[0.97627210087124272,29.733121401703709,1.302,0.52400000000000002,-2.5926167723802799E-2,0.34829640721357802,0.30306934349376402,2.4049776717733802,null,3.3752048343482768,13.283950859424284]
[0.6573851841613606,25.769201418233358,1.583,0.53600000000000003,-2.5757903835766701E-2,0.34392085360547398,0.32886514944497902,2.3534539028840702,null,3.2294557892092404,11.615362500328073]
[0.93370910798535878,29.246137528637533,0.625,0.65700000000000003,-2.80148364737428E-2,0.42619272659541702,0.29927486868779501,2.3568414695171498,null,3.3584025519140401,25.939516262553873]
[0.14419818676634177,9.2455592500626729,0.504,0.60399999999999998,-2.69797185001527E-2,0.36369885450177702,0.30260075407890102,2.2805038094242001,null,2.1674549699247696,18.324589783331266]
[0.64367445783092181,25.579142657664612,1.355,0.53100000000000003,-2.1396415604450499E-2,0.388050377414982,0.30710841228646102,2.3172203634953701,null,3.221904014913648,11.785223796892879]
[0.2556920362425813,18.946221574235263,0.754,0.67900000000000005,-2.4787623939341599E-2,0.34196897660536502,0.31512333915139801,2.4039005847999699,null,2.9146145702497157,23.136992872773739]
[0.93233003721989349,29.230175201356019,1.6359999999999999,0.44900000000000001,-2.6014601777005E-2,0.35958481561683697,0.30073489846164803,2.4098328088782401,null,3.3578469995812776,9.5895618062965564]
[0.16437470183455449,9.5328619799547525,1.3160000000000001,0.5,-3.1734411158113499E-2,0.34403600994685002,0.30999468701296101,2.3832364280710201,null,2.1998465653948331,8.782266576561204]
[0.63942567144779328,25.519835757947362,1.3919999999999999,0.318,-2.6925064628814901E-2,0.38005830562606302,0.29838282698886798,2.4313849628469799,null,3.2195357955396466,7.4829271251901481]
[0.67213779028859943,25.971502177631194,0.69799999999999995,0.53900000000000003,-2.50740932164412E-2,0.42261606078213998,0.29732276912023797,2.2931016853797899,null,3.2374318013508101,17.714795030735747]
[0.88134666128181383,28.631540942232256,0.56499999999999995,0.40400000000000003,-2.7176371735550601E-2,0.40318548636824803,0.277914064596745,2.3462133680383301,null,3.3367860850929123,15.795493459997076]
[1.3133038429817057E-2,6.2812610209192865,1.4650000000000001,0.34699999999999998,-2.4455798865480102E-2,0.41913809252679102,0.31226634398049302,2.40731557237934,null,1.7521204152670502,5.2479936265984177]
[0.53159220822185937,23.942574627449783,0.57399999999999995,0.6,-2.8297666051083099E-2,0.407078640114797,0.30111898353294397,2.4005210486559601,null,3.1544021297992719,24.98419809225507]
[0.84805779650813418,28.231282206660556,0.82399999999999995,0.56599999999999995,-2.7193250383666601E-2,0.36154936836825302,0.309777601452291,2.50489620387423,null,3.3224527198019613,22.332450357066595]
[0.56025901372886744,24.376390066059521,0.625,0.70499999999999996,-2.6344742772150799E-2,0.387994887183152,0.27339426195640998,2.43268991585941,null,3.1727439017476375,26.508683323492743]
[0.25737046831194133,18.983271659840433,0.56499999999999995,0.65600000000000003,-2.4640153430636701E-2,0.42507566094296201,0.30386410333651398,2.42575759819742,null,2.9166220833625038,26.04150436642102]
[0.9410376983132559,29.330766676463746,0.90100000000000002,0.35699999999999998,-2.2987030365454499E-2,0.38134096707904902,0.30165263957182398,2.4034344112146702,null,3.3613428361612798,11.703912493627557]
[0.37105430430781305,21.260155447333606,0.628,0.70099999999999996,-2.9043418758692499E-2,0.41258032630459801,0.30885212415167201,2.3399935463170398,null,3.0328421415241849,25.424174111937514]
[0.27651723439333142,19.397662676073416,1.042,0.65200000000000002,-2.76303199055026E-2,0.38385393580045701,0.31131595649498001,2.4298526839840502,null,2.938804828482422,17.963620438025718]
[0.91769550449785409,29.060052057713307,1.339,0.38100000000000001,-3.1747977799890699E-2,0.39310615558398598,0.29982578147556599,2.3212194824395902,null,3.3519067819707447,8.6108236433478833]
[0.95882696857459981,29.534833105208858,1.571,0.46200000000000002,-2.7999903471409401E-2,0.35869180968071501,0.32669511124152001,2.3743860273775002,null,3.3683973872701007,10.701079255244991]
[0.12933573105832241,9.0208166312691134,0.80300000000000005,0.69,-2.4574535440008101E-2,0.44918373569346898,0.30678544591988499,2.4456924362000798,null,2.141362694943115,17.530856873910842]
[5.6231623402443476E-2,7.6512172535093068,1.345,0.75600000000000001,-2.24286408919862E-2,0.36774695177949701,0.289616463859523,2.3401028179711498,null,1.9656496084826904,11.349915597802664]
[0.60316238919643805,25.005413470122576,1.2310000000000001,0.41399999999999998,-1.86067104655737E-2,0.40754664416067199,0.27659996934598202,2.4016824409776398,null,3.1987552563554185,9.6704179060906963]
[0.6888963674601809,26.198635506824612,0.91200000000000003,0.30599999999999999,-2.8598174563370899E-2,0.38662212991072198,0.29321927115727198,2.3807929049523699,null,3.2463116943147869,9.1482006529206856]
[0.27348923996059804,19.333105753234566,1.032,0.73299999999999998,-2.5422239285134401E-2,0.39661752931046901,0.29753293597005198,2.3707789438983,null,2.9353812440362526,18.396964304820543]
[0.91619677499535468,29.042553333522818,0.98499999999999999,0.746,-2.8300237254385401E-2,0.43683807176988998,0.30824346400164798,2.4754454873359899,null,3.3512937695428584,25.163009727709056]
[0.41264531036502849,22.003256147391696,1.927,0.753,-2.7915520290596501E-2,0.35235342286079802,0.28879793591925101,2.2673511107888702,null,3.0680241071095482,10.899169639920435]
[0.44740291191936588,22.595972790321756,1.181,0.41699999999999998,-2.5767489289564401E-2,0.441908680690133,0.29926856391527701,2.2696231888702698,null,3.0952246434735717,9.1627309899853504]
[1.9889097556307633E-2,6.5767489319921717,1.6990000000000001,0.65100000000000002,-2.7644958050766E-2,0.39892556160458198,0.30659923969428798,2.3861697427038702,null,1.8022064775028999,8.7100561458884265]
[0.76983743470720778,27.258665712392958,1.093,0.57299999999999995,-2.6448824212454401E-2,0.42607767250807799,0.31800567847382899,2.4046187653547699,null,3.286741972053941,17.016520743439759]
[0.81755464738038963,27.857562574182577,0.754,0.67400000000000004,-2.64616093283137E-2,0.39964459524351897,0.29734489263043201,2.4236965377353501,null,3.3088816422003116,24.712069101303292]
[0.35095274381552799,20.886069709602616,1.573,0.75800000000000001,-2.4554408292468501E-2,0.46660524948695598,0.28874326563279101,2.35453749936402,null,3.0146512406839037,14.480095161415131]
[0.24537152161337472,18.715680674476801,1.349,0.67500000000000004,-2.8744613808455499E-2,0.41022417922823701,0.31953495915328001,2.39051517616371,null,2.9020315696538672,15.229639307680817]
[0.13895197833241701,9.1676129008764882,1.361,0.69599999999999995,-2.6418671478851401E-2,0.37110208518781701,0.28819560524552301,2.3621313628929301,null,2.1584825962689509,11.138150581253633]
[0.88254179745770156,28.645769204514345,1.7250000000000001,0.34499999999999997,-2.9421665727974299E-2,0.38029510647230003,0.29507811112891102,2.3552784708727699,null,3.3372918398401974,6.5824984897518943]
[0.81004885867974463,27.764538965176637,1.464,0.51600000000000001,-2.6325169718727101E-2,0.377424882106774,0.30486798534431298,2.4266908712926498,null,3.3054747981500183,12.210531144383065]
[0.45699718495560104,22.75549012606502,1.8480000000000001,0.42199999999999999,-2.33152239640676E-2,0.38920412368331198,0.290801832190964,2.4696227018071402,null,3.1024204427279218,8.0812756968529342]
[0.42967071003153534,22.296583100988453,1.512,0.47699999999999998,-2.1544857029400101E-2,0.35783251535817301,0.310983229964504,2.2941187305847599,null,3.0815777740339207,9.2004906922725151]
[0.50960995321294034,23.60193206036508,0.51700000000000002,0.49199999999999999,-2.19273470020208E-2,0.36013103798542501,0.299701070052381,2.3950397963480898,null,3.1397600784361841,22.071808094301986]
[6.8333207187478595E-2,7.9226102884980794,1.329,0.42299999999999999,-2.6234204805892999E-2,0.42035776981561601,0.29994423365670198,2.4205761772419501,null,2.0030152688203491,7.2512528754348882]
[0.49852916549709825,23.427435462374454,1.7350000000000001,0.64200000000000002,-2.3860058808744301E-2,0.30833081032328902,0.27733120783632798,2.4496959642991198,null,3.1321756872479058,11.621830551789524]
[0.27216426578373054,19.304744901878003,0.98499999999999999,0.42199999999999999,-2.18106381205702E-2,0.334161124980833,0.30686135455276597,2.50802318017079,null,2.9338734952539007,12.891858319618454]
[0.20666490136625193,17.804577264699915,1.2010000000000001,0.51,-2.22675348445537E-2,0.313218014234242,0.31416176419944802,2.42860672154284,null,2.8506926580880072,12.347175058434718]
[0.44730276577494721,22.594298756831346,1.0640000000000001,0.77100000000000002,-2.6687592235227601E-2,0.36402512836891898,0.32094114666279899,2.4498556281280801,null,3.0951488527988071,23.070901383794801]
[0.3752889530736303,21.337658683983733,1.9490000000000001,0.64200000000000002,-3.3938875466502497E-2,0.43933403204253801,0.28978920618455001,2.41200177671266,null,3.0365698951557882,11.088252709925042]
[0.25221884646429571,18.86916542572272,1.2390000000000001,0.56699999999999995,-2.5135783514058499E-2,0.41392256683738299,0.28727377146778399,2.3591820418500702,null,2.910426419941849,12.020319559102159]
[0.58796775867219719,24.785278329934549,1.472,0.52400000000000002,-2.16112635894204E-2,0.36297137156376003,0.31238378067605099,2.4425390600637602,null,3.1897290138688148,12.42554392416984]
[0.51131074549359357,23.62854699638779,1.196,0.72199999999999998,-2.3509363322612699E-2,0.37942842218420503,0.28711462705065299,2.3077430366138598,null,3.1409118399916531,15.792369019554908]
[0.91225718579755988,28.996487473932376,1.591,0.52100000000000002,-2.8386497563535298E-2,0.361253651714253,0.30921949295694101,2.2622279340153901,null,3.349678198493216,10.026627006667502]
[0.86008986004503996,28.376844909074695,1.81,0.38600000000000001,-2.98216851182544E-2,0.39334036790666699,0.32582864306432702,2.34120818740411,null,3.3276891639617707,7.804645425973578]
[0.42737033419837023,22.257294335636761,1.603,0.78300000000000003,-2.4703063986176301E-2,0.33200525659494601,0.30308767975725898,2.4299977133722299,null,3.0797729937285392,15.922047725252542]
[0.90553604088358708,28.917666505711832,1.7070000000000001,0.71699999999999997,-2.4707855516786899E-2,0.32839572988318499,0.28578318106287398,2.4608035643249702,null,3.3469078069575069,14.603512294156022]
[0.93595968042893107,29.272161929560141,0.64800000000000002,0.32100000000000001,-2.34043777284185E-2,0.42710584427222098,0.29713253327483902,2.4296771361251701,null,3.3593076429371673,13.120718875350319]
[0.98867037733686236,29.872970142827814,1.361,0.59599999999999997,-2.8018640306677799E-2,0.36219287389534999,0.29039306536694998,2.3700272367906199,null,3.3799782684585136,13.575422555842893]
[0.38404577479145274,21.496552538697586,1.341,0.55400000000000005,-2.5369476326780199E-2,0.42872593202875903,0.28152598787215399,2.3872394607388201,null,3.044169186423888,11.744448875225091]
[0.71042932384947433,26.4864595815394,1.581,0.36899999999999999,-2.5604613764102599E-2,0.38252333492075102,0.30703026521031401,2.3425004043253899,null,3.2574521945782662,7.5733360781010015]
[1.3609046199155816E-2,6.3042740413327554,0.70599999999999996,0.504,-2.5641509147284299E-2,0.37022790300393199,0.30339618755889902,2.2864433271693101,null,1.7561129966410829,10.686569019262102]
[0.10467757127017918,8.6172774857304493,0.90600000000000003,0.68500000000000005,-2.93243927099026E-2,0.36170998202682703,0.32461920494886898,2.4807466491792001,null,2.092727998256168,17.301917390629345]
[0.84755954334474803,28.225232195871257,0.82299999999999995,0.317,-2.4143697581720299E-2,0.32293339353911799,0.29600824255951402,2.4594080462533299,null,3.3222344831268846,11.490037050385832]
[0.35590915113602373,20.97928182794579,1.7849999999999999,0.36699999999999999,-3.00058259382937E-2,0.44574467048852201,0.32111009252345601,2.3542990778050399,null,3.0192149851343211,7.0130202058797737]
[0.41207198085945207,21.993274050681144,1.492,0.59699999999999998,-2.67331775061968E-2,0.36206931718910301,0.30141695140166602,2.3692969953563598,null,3.0675596185468215,12.061447210770959]
[0.27102501976853988,19.280304284963268,1.913,0.69599999999999995,-2.8598401581230101E-2,0.40507849893370201,0.29379434310893199,2.4069684250538801,null,2.9325723309737426,11.773184928674015]
[9.5466739137645695E-2,8.4544670199910303,0.58499999999999996,0.69,-2.71925313934748E-2,0.38303756193336902,0.28120142525866199,2.4023607083815199,null,2.07241436697295,19.590743608309168]
[0.32035206093398871,20.295387168053342,1.4330000000000001,0.77600000000000002,-1.7390713524300799E-2,0.37526066081654003,0.29338267740997498,2.3797980406002801,null,2.9852362180113037,15.777292208493074]
[0.75333464263152694,27.047239261203885,1.59,0.52700000000000002,-2.1377792720430201E-2,0.37713548489362902,0.295265101504113,2.3573241945259098,null,3.2788074972237213,10.628495103918111]
[0.89203186100083687,28.758409469105846,1.8109999999999999,0.627,-2.0042574805866499E-2,0.37964255311283701,0.306211025928745,2.3386829257825998,null,3.3412867220382205,12.023039375044094]
[0.12604927119005482,8.9694028390624272,1.6040000000000001,0.70599999999999996,-2.32815047698809E-2,0.427712566519313,0.31506052311813099,2.5133628409714102,null,2.1352964934753813,12.731445387601498]
[3.1164292867901233E-2,6.9737113792263683,1.0329999999999999,0.54500000000000004,-2.1637799109297601E-2,0.38095306701008502,0.28244570519673001,2.3701819983924599,null,1.8657559759085804,9.6675782034034867]
[0.76410611470360223,27.185497788704964,1.399,0.77200000000000002,-1.8829958120576199E-2,0.341966553633893,0.30515882409397099,2.4131442081022501,null,3.2840032238900401,18.445377241115796]
[0.45849355480904885,22.780217734876622,0.995,0.51900000000000002,-2.7032802118755399E-2,0.39048308775719798,0.28796219002678802,2.4261388825528898,null,3.1035312783956779,14.403380233211609]
[0.55960214701222555,24.366575633649177,1.1719999999999999,0.751,-2.3319029534109199E-2,0.44216879045976099,0.28443172936965999,2.4540872112444698,null,3.1723326451790133,19.487524632041428]
[0.99205458410258029,29.910990392533098,1.7669999999999999,0.60799999999999998,-2.6557857050979301E-2,0.39104723015107101,0.30562752803066201,2.4413338539456002,null,3.3812720768921918,13.188898469261501]
[0.62846822291121607,25.365969977722102,1.466,0.7,-2.4671713944170899E-2,0.35722378175387798,0.31334495309009502,2.4298020986612001,null,3.2133654029815135,16.507348157797157]
[0.86023788293486281,28.378629313480229,1.881,0.55200000000000005,-2.4975966152586199E-2,0.40306227960913499,0.30857558329472601,2.3027190657955798,null,3.3277531859151308,10.031360304240529]
[0.24512586118816948,18.710134585024797,0.88400000000000001,0.79800000000000004,-3.1370472941863098E-2,0.40508221357899998,0.29371192626400799,2.4194327296842699,null,2.9017269023242616,22.888481787947718]
[0.70777078428588136,26.451162031240553,0.66800000000000004,0.72799999999999998,-2.5263505448493598E-2,0.365534291432904,0.30638906015556799,2.3676576608168798,null,3.2560926297419481,28.134876527894509]
[0.34074643933463344,20.692029509565089,1.43,0.68899999999999995,-2.8860427794376E-2,0.30611690783644602,0.30261834973799601,2.4193514656501902,null,3.0050835038706292,14.541785030909589]
[0.49860179964607376,23.428585560128905,0.875,0.47799999999999998,-2.3980020400311799E-2,0.409244307153868,0.29875040411731502,2.3477058722725501,null,3.1322258644114713,13.932568458202296]
[0.94070035923698714,29.326878400566578,1.6319999999999999,0.79700000000000004,-2.49205945817038E-2,0.371386810236217,0.29672225857298401,2.4192293936137901,null,3.3612079345070374,17.128565065077641]
[0.63781157724610482,25.497253717516081,0.59299999999999997,0.55700000000000005,-2.87337178601168E-2,0.329069742941625,0.30354258351321001,2.39026345478436,null,3.218632581775966,24.070704374691985]
[0.20078081144038451,17.658821496033124,1.899,0.76200000000000001,-2.56970004943789E-2,0.37119382555004798,0.28106857035439498,2.37959788239879,null,2.8422292727066543,11.664375247778157]
[0.83302491592596084,28.047957072253325,1.2310000000000001,0.78800000000000003,-2.8138852125966798E-2,0.34801792203422199,0.30220347909087297,2.4163910736254302,null,3.3158185542021341,20.600090550329192]
[0.52558903896939124,23.850258491638481,0.73099999999999998,0.49399999999999999,-2.8416299803914101E-2,0.32446809523471898,0.293000421116553,2.3263188618080299,null,3.1504551845672806,16.182135587358303]
[1.2842040920875153E-3,5.4006563508930556,0.52400000000000002,0.42099999999999999,-2.3078660147529999E-2,0.46845034550213899,0.30130576608244503,2.4154876100352798,null,1.5858835464795382,10.972317425988093]
[0.33455018317591734,20.572807441834176,0.73399999999999999,0.52,-2.9752115831878902E-2,0.42808038376589402,0.304266257941329,2.3749468627103001,null,2.9991591551436687,17.081940249243679]
[0.27782629518847113,19.425462409543893,0.55600000000000005,0.49,-2.5130149157100198E-2,0.41046853788635201,0.28844059012155099,2.3943105347600002,null,2.9402755002577119,18.513032689801609]
[0.34337178172349403,20.74221650260985,1.413,0.36799999999999999,-2.2117995772754601E-2,0.40151669544769902,0.29768074629445401,2.3384408642458601,null,3.007566918262635,7.4198670131019853]
[0.15928192298855159,9.46208923863799,1.621,0.56999999999999995,-2.5436051058436202E-2,0.40266129168072601,0.31845502565539902,2.4804836294335701,null,2.1919644427236613,9.98350609076574]
[0.27356112961644885,19.334642572343554,1.873,0.60699999999999998,-3.10346619605157E-2,0.39232138274760597,0.33072345056543001,2.4567504476392101,null,2.9354628810711674,12.059312166944713]
[0.26132581715624736,19.070107974677263,0.97399999999999998,0.73799999999999999,-1.7747579630751902E-2,0.42470565876649302,0.31071764778273597,2.3669422460474601,null,2.9213114621450575,19.833158183936856]
[0.42533426200939417,22.222431381565954,1.605,0.51100000000000001,-2.6921261469283E-2,0.35109721448299203,0.31710379715807302,2.3906369957886802,null,3.0781687857536784,10.476473099242927]
[0.51137466190283565,23.629546331953119,1.9570000000000001,0.42,-2.7536469682927601E-2,0.34208484988816701,0.31186171809850499,2.3003660334502101,null,3.1409550604085217,6.770706898909717]
[0.23342343453877412,18.442639958740756,1.119,0.64700000000000002,-2.5298326512471499E-2,0.41028455982152401,0.30676421574138202,2.3877932811321099,null,2.8869210648022032,15.854792564322111]
[0.34066137553723042,20.690400171451561,1.538,0.309,-2.4395147135082298E-2,0.37548058353546399,0.308443964178585,2.3927325825686001,null,3.0050027754659867,6.3267774881009409]
[0.52393573467760224,23.82474166958615,0.92200000000000004,0.35099999999999998,-2.67254638409304E-2,0.412744002724725,0.31242502680567102,2.3601341332766301,null,3.1493614668982248,10.502683651526812]
[0.88499439579163386,28.674937589268286,1.3520000000000001,0.59799999999999998,-2.6712948388587399E-2,0.326196373037767,0.30393760161390199,2.40396497026018,null,3.3383278538054508,14.502781200646373]
[0.96723397717494197,29.630613697362271,0.88600000000000001,0.79500000000000004,-2.8679276558410301E-2,0.40821100930137399,0.29955650615680701,2.40473135934548,null,3.3716914239393212,26.276199630075027]
[0.95225759833486645,29.459696004704735,0.84,0.56999999999999995,-3.2084127261524702E-2,0.40415104302001897,0.30392489026338998,2.36007811747062,null,3.365805693162935,18.984594723950288]
[0.30530659532070437,19.994614542028799,0.74099999999999999,0.30299999999999999,-3.2765304445492201E-2,0.424618741949637,0.29533459813016499,2.3645442584866401,null,2.9699189123963254,9.4809452168003236]
[0.64558453532393056,25.605740782864075,0.70299999999999996,0.39400000000000002,-2.3976443404683301E-2,0.437714093349169,0.299269118296488,2.4559152373342799,null,3.2229643011577362,15.095925338858484]
[9.6423815527484802E-2,8.4717397570865813,1.841,0.70699999999999996,-2.6918433969177698E-2,0.37087875313688701,0.302202217787363,2.3397458086392802,null,2.0745891847171709,9.0424109599624387]
[0.36513355308946704,21.151047595872694,0.76700000000000002,0.74299999999999999,-2.6975532228842102E-2,0.38556939996752798,0.30061796530057799,2.3141516317789899,null,3.0275705949916407,22.463418532040173]
[0.86496496714948146,28.435533427764302,1.288,0.32100000000000001,-2.4407208224905799E-2,0.39423416186969801,0.30471952024030902,2.2917351063318798,null,3.3297926795587371,7.3609662496805921]
[0.88109353806467483,28.628526237434716,0.96799999999999997,0.33700000000000002,-2.0091367522837501E-2,0.37833660843549599,0.293307174677225,2.5270547738167801,null,3.3366788921905481,11.478239960807803]
[0.4147107435925802,22.039159522587688,0.99399999999999999,0.32100000000000001,-3.0590600220727199E-2,0.43644508821747302,0.31099968018076302,2.38336521268395,null,3.0696929869193212,9.076432580480299]
[0.55295263336788325,24.266897218777885,1.5940000000000001,0.56000000000000005,-2.2737942089724201E-2,0.33951929014271498,0.31231269413193402,2.40647747084284,null,3.1681461832834446,11.876685897882407]
[0.16440436128931868,9.5332709119536219,1.028,0.33700000000000002,-2.6577605437393501E-2,0.37398647819780501,0.27451982975993799,2.3786073361418598,null,2.1998919286721339,6.5269964618944449]
[0.23120098386207688,18.391087146352213,0.66800000000000004,0.66300000000000003,-2.8987523963575901E-2,0.35753429783255097,0.293888128604053,2.2484650493011,null,2.8840422332699123,19.648768490708221]
[0.90716933948628653,28.936847540236219,0.82899999999999996,0.64100000000000001,-1.8440494773711499E-2,0.41748582559939201,0.280039603730732,2.48562699545848,null,3.347582687134977,22.179656975732765]
[0.33019637919819911,20.48837426018693,1.8919999999999999,0.57499999999999996,-2.3320822938715E-2,0.39505396270122001,0.30373061469388402,2.41697889771324,null,2.9949421852262663,10.412214341403828]
[0.67980235636179609,26.075729262037978,1.9450000000000001,0.57599999999999996,-2.4850069256223101E-2,0.41266476345422698,0.30284700872870501,2.3825263911457899,null,3.2415164069446112,10.678607047207381]
[0.53811821017551453,24.042341443294703,1.556,0.53900000000000003,-2.3367229698641901E-2,0.39757891511684301,0.29703147918040201,2.4104350603192102,null,3.1586501785249901,11.377527622662029]
[5.8841772694140149E-2,7.7120511770185161,1.776,0.38,-2.0952726292635601E-2,0.47359597640507001,0.29741857023652002,2.45671289662166,null,1.9741479120763488,5.7555921750373891]
[0.9116188830678732,28.989014403934423,1.1970000000000001,0.56100000000000005,-2.6579924657150599E-2,0.36350457730532598,0.319750413816416,2.3843360215873699,null,3.3494158649384085,15.592911448974352]
[0.44723949532835772,22.593241037423802,1.7549999999999999,0.68600000000000005,-2.4575061972427099E-2,0.40398612460366001,0.32643158652743398,2.3267169472075602,null,3.0951009623429755,13.225623161041591]
[0.20521127056988431,17.768764202089006,1.534,0.38700000000000001,-2.5373594455948899E-2,0.34112699854684098,0.30612753272403898,2.3994739823231401,null,2.8486197856059907,7.4583906734847005]
[0.28101848923739381,19.492979770420845,1.0189999999999999,0.78300000000000003,-3.53130584123372E-2,0.32915696925002402,0.29459336533474501,2.3738997743130898,null,2.9438383447795666,19.725838209053283]
[0.77473833768397871,27.321016514752877,1.861,0.66200000000000003,-2.0546954671432499E-2,0.40007140206527197,0.30185417746737098,2.3976306323741201,null,3.289069918459115,12.97937103556403]
[0.63325674352286143,25.433374618574994,1.234,0.72099999999999997,-2.4223025800973699E-2,0.435609884849049,0.29215100614341399,2.42672754889028,null,3.2160731819161437,18.249565532780512]
[0.72373102844170789,26.662083279323468,0.621,0.58299999999999996,-2.8208251437028001E-2,0.37165576598461197,0.29008539759104701,2.4373997073566902,null,3.2641893887632527,24.238721952253098]
[0.29174395828504074,19.717067496017521,1.123,0.48699999999999999,-2.4612036018398099E-2,0.37036924124102699,0.29117235949006998,2.2729275590337799,null,2.9555730952558537,10.304077547191094]
[2.0841594138216957E-2,6.6140629688079455,0.82,0.43,-2.3631178813495701E-2,0.36203095050293599,0.30742371380223898,2.4748403055103498,null,1.808355784655141,10.194901700101839]
[0.8325808553965226,28.042516731879676,0.8,0.53800000000000003,-2.46949108501806E-2,0.37135202290159702,0.27915406065070097,2.4594778727005,null,3.3156210051380151,18.610012200410743]
[0.58012342934201699,24.670518499668759,1.6859999999999999,0.54,-2.7477327878928901E-2,0.37099754767750098,0.28739934533265798,2.4294315047141999,null,3.18499097842429,10.53107517148144]
[0.28940382891529604,19.668531107584883,1.754,0.33300000000000002,-2.0785257569402402E-2,0.27464511246989698,0.281830801598976,2.3933496308192699,null,2.9530430637113843,5.3866841331029978]
[0.41051719140516874,21.966168995844363,1.6579999999999999,0.36,-2.37907384853366E-2,0.375122538935661,0.31324406461603999,2.4392310860570601,null,3.0662972719030952,7.578001769931566]
[0.55434267827089401,24.287783791813517,0.754,0.64900000000000002,-2.86401080305109E-2,0.37587498119257501,0.32411544595094399,2.4076024398392102,null,3.1690248658267626,24.637437680850326]
[0.31396063055545964,20.168498780587058,0.98299999999999998,0.45500000000000002,-2.9349569848729998E-2,0.382147006130023,0.294225721573871,2.3576710644727301,null,2.9788028336932357,11.690148203899081]
[0.83544273765474275,28.077553241272646,1.9430000000000001,0.61199999999999999,-2.3822903551208401E-2,0.372622830317967,0.304239043138955,2.3951855848684001,null,3.3168925639103413,11.519942885459649]
[0.30253727247498952,19.938451748711195,1.038,0.622,-3.2644479127548899E-2,0.39941822963275597,0.321625698325539,2.4967659108309701,null,2.9670325459635616,19.110025721717363]
[0.6221333930217211,25.276403218254149,0.64700000000000002,0.378,-2.7017929222704198E-2,0.344088942897604,0.30713493372328798,2.3791631998291298,null,3.2097559423771931,15.111846112515281]
[0.5614200363365246,24.393723173727622,1.34,0.53,-2.54672351213645E-2,0.34942931929253401,0.30658820969223,2.3527891670938601,null,3.1734698022294463,11.903156743744443]
[0.69249109028614919,26.246994586487329,1.329,0.77700000000000002,-2.0644016856061199E-2,0.40231010767604503,0.30039363829379601,2.4098857906139202,null,3.248192175864812,18.996137513562854]
[0.99313949735867491,29.923165240603371,0.89700000000000002,0.46700000000000003,-2.3621842738204502E-2,0.39941217385370398,0.31253181242657502,2.4097022802566901,null,3.3816860266987527,16.104960945946246]
[0.87149856764172506,28.513928815844295,1.891,0.625,-2.6304413118475301E-2,0.38904590957970198,0.304869201801235,2.42164394170964,null,3.332595642687858,12.460376723115489]
[7.9707846426336659E-2,8.1564981868032298,1.333,0.69,-2.13107909690252E-2,0.450175006815279,0.30417519590002301,2.3426969054382401,null,2.0341305518540103,11.24437598639855]
[0.66531753874744348,25.878255757914154,1.9410000000000001,0.54300000000000004,-2.1165740341835299E-2,0.42302443604077899,0.30525997448684,2.4477731631371999,null,3.2337633247313291,10.981594750135251]
[0.51791965213097368,23.731548972614625,1.931,0.38800000000000001,-2.27839129748077E-2,0.36692890956226298,0.28289127142045101,2.3719052532819198,null,3.1453567880176578,6.3675012784871088]
[0.65183939574397998,25.692566411546782,0.99,0.45400000000000001,-2.6423322621161E-2,0.38018993001276102,0.32351822378631001,2.4260081762705399,null,3.2264176421318331,14.691088970351196]
[0.73119055619529716,26.759866192564029,0.69699999999999995,0.46600000000000003,-3.0952380861212402E-2,0.35374958113499899,0.28068706532379201,2.5048601525525598,null,3.2679209079821612,18.696617841906047]
[0.80921278593025947,27.754150399903651,1.752,0.622,-2.45597169599324E-2,0.35223465782796798,0.31123665473231699,2.2963489898004399,null,3.3050936115773459,11.489603125265875]
[0.52680231260870669,23.868958431208469,0.65700000000000003,0.71199999999999997,-2.4319333495184701E-2,0.393766864366283,0.29145760860857101,2.35823041527921,null,3.1512559537441636,25.125027411145268]
[0.48897274650730915,23.275380254742796,1.7430000000000001,0.42299999999999999,-2.7124272382384101E-2,0.361777804680116,0.29575219010578202,2.2666203678133701,null,3.1255194530942978,6.8820204453484992]
[0.35426504657573732,20.948434518893663,1.655,0.41899999999999998,-2.2359145588596099E-2,0.41817692379253102,0.30140459899038302,2.2376457479002601,null,3.0177069802426892,7.0300650338424555]
[0.2837426828711328,19.550295896019421,0.59799999999999998,0.72099999999999997,-2.2334331083933599E-2,0.40423021661978098,0.28085416188217999,2.3406166530943802,null,2.9468529425223053,24.078043311806152]
[0.92491708017557428,29.144169447625991,0.85399999999999998,0.51600000000000001,-2.6002510167028699E-2,0.369566044206741,0.29585383512173002,2.30211646692084,null,3.354848333838174,15.584519210792221]
[4.5640738176592199E-3,5.7553206121955114,0.68400000000000005,0.68300000000000005,-2.7072872487110398E-2,0.37643250713271098,0.303732587387394,2.4200429516680901,null,1.6562117991278986,16.37387088925805]
[0.9116834087945882,28.989769971958118,0.71499999999999997,0.32400000000000001,-2.4853523657398201E-2,0.43357473038233901,0.28829607834967103,2.4514641325930899,null,3.3494423914157614,12.28071674736799]
[0.74326753111889377,26.917125223482788,1.54,0.753,-2.0650484048702698E-2,0.41990304342332702,0.29936179739136698,2.4932593095255502,null,3.2738930521054281,18.356438442349525]
[9.7638805716728783E-3,6.1047556614288565,1.2470000000000001,0.498,-2.6691111206452501E-2,0.35945459120858297,0.29564829930346098,2.31307149430791,null,1.7209534637859203,7.1935104942609609]
[0.97425454904810027,29.710280206934247,1.2529999999999999,0.56499999999999995,-2.8511504820719201E-2,0.38077056757919697,0.30516740477238602,2.4150401987494101,null,3.3744230299150639,15.067105197873756]
[0.88733761447370085,28.702767408140254,1.657,0.73,-2.1456309387808601E-2,0.40435801229829899,0.307328031260241,2.3776231988890602,null,3.3393153242931346,15.676921853058186]
[0.57657074230640148,24.6182887199726,1.49,0.78800000000000003,-3.3420615897519601E-2,0.39638585774762097,0.31286252582299401,2.36320550929877,null,3.182827133789929,17.074909756000874]
[0.94351145604486841,29.359258715302534,0.59499999999999997,0.79800000000000004,-2.6173448398386499E-2,0.32366761447654202,0.29787202758524201,2.3335207666255999,null,3.3623307972430325,33.323306181096328]
[1.444058567398121E-2,6.3435301296389488,1.83,0.56399999999999995,-2.31410618744421E-2,0.38067465113427201,0.28740387650813498,2.3178105146788002,null,1.7628868708262473,6.3779625449857873]
[1.1276814627996679E-2,6.1872665364186696,1.484,0.68500000000000005,-3.1710703487616398E-2,0.37540724649676999,0.31316489629578398,2.37238148903565,null,1.7356446747565886,9.6727205442439317]
[2.2940239741096824E-2,6.6933782706876519,1.9470000000000001,0.63600000000000001,-2.85044019314919E-2,0.40958668293156703,0.28579360927896502,2.3386235075748001,null,1.8213020212464008,7.2326567334725462]
[0.52326418581095546,23.814365600687381,0.78,0.39700000000000002,-2.7357099157555999E-2,0.32963255144287601,0.31195812503953002,2.45995327801415,null,3.1489163790289281,14.975694116182067]
[1.6500614887898224E-2,6.4361674209462061,0.54500000000000004,0.44500000000000001,-2.5416747369283999E-2,0.33808764618689602,0.28869507228824498,2.30118207923304,null,1.7786915420203904,11.406705431485726]
[0.17550841112099158,9.6838607355603514,1.367,0.52700000000000002,-2.3115326044970401E-2,0.392635100687935,0.31867511139830801,2.3404550503959798,null,2.2164583787388517,9.0280839093230227]
[0.37733471210790503,21.374943838582688,1.79,0.32,-3.1555895615925901E-2,0.36643592307465001,0.31603860826649699,2.3939728097605002,null,3.0383582974801864,5.9899580878169338]
[0.72317505947404837,26.654775248141156,0.63200000000000001,0.73699999999999999,-2.5648762278978901E-2,0.41269602485044299,0.30576241934930298,2.3669712428124901,null,3.263909944927236,29.011511164531761]
[0.58665242077185242,24.766089050029379,0.96799999999999997,0.50900000000000001,-2.8687131398619999E-2,0.32074340411522201,0.30636486408103097,2.50963181660061,null,3.1889383168814245,17.053749145473002]
[0.16922470902902798,9.5992487026283442,0.53400000000000003,0.68300000000000005,-2.5546592299649701E-2,0.32082978117219302,0.321613861243703,2.4332659199190099,null,2.2071840447313043,25.111468159001245]
[0.88053972867037933,28.621928841072453,1.4019999999999999,0.56000000000000005,-2.4754927798234499E-2,0.34264984174413399,0.29255941650713402,2.3383878610010198,null,3.3364442705573412,11.996929839219442]
[0.89970468786757651,28.849043088203032,0.97,0.72499999999999998,-2.6029293164835401E-2,0.38884347422971599,0.29660382218009401,2.4325578148443401,null,3.3444895709106301,22.742366287134846]
[0.63375841075782535,25.440421465625185,1.581,0.34100000000000003,-2.83914529951187E-2,0.35253283017126502,0.32136413962535099,2.3499663131098698,null,3.216355844836976,7.1657251262159889]
[0.25637964999960428,18.961414775031358,0.89300000000000002,0.73399999999999999,-2.5939098604762598E-2,0.427360388127768,0.29711753240729,2.4726547396048999,null,2.9154382828283456,22.264632851952918]
[0.69471402781157732,26.276836526961134,1.78,0.624,-2.5505561851777998E-2,0.374804543323279,0.31326001521694502,2.39591458926055,null,3.2493508412714163,12.602782320225574]
[0.58749101890569733,24.778325722779641,1.8109999999999999,0.78800000000000003,-2.8728758495521999E-2,0.40387979868559998,0.28769640241886102,2.3746434436808799,null,3.1894426029490854,14.091019065505908]
[0.79045574762423987,27.519659100688298,0.95499999999999996,0.315,-2.7332107622487199E-2,0.34676133617618699,0.293935468524468,2.35263263775501,null,3.2964505533960571,9.0306100786110672]
[0.92104636630175452,29.099124118581308,1.0449999999999999,0.35499999999999998,-2.1601001989373401E-2,0.339647963368995,0.30243790496824102,2.4930597431562398,null,3.3532741929220209,11.465293466364031]
[0.98279993643374053,29.80686335041116,1.1220000000000001,0.64700000000000002,-2.4670209378322299E-2,0.38808067377823602,0.30098241713896201,2.5097242013895098,null,3.3777246961924536,20.306051675915807]
[0.5181199659794814,23.734660637361849,0.77,0.59799999999999998,-2.1906028890430199E-2,0.33871516484216202,0.30663457572139002,2.4436230849489902,null,3.1454907617568821,21.863547108919743]
[0.1494063931502293,9.3215505485622465,1.524,0.70199999999999996,-2.4388237546321301E-2,0.40443331905415703,0.29290373625574301,2.4480619575809199,null,2.1761253094066815,11.685385444774566]
[0.64723228110537656,25.628654302523938,1.4990000000000001,0.78500000000000003,-2.6680530358541999E-2,0.416624618690771,0.30654335139349698,2.4058215413372102,null,3.2238768064910164,17.832810564404692]
[6.0938044777142597E-2,7.7599376074728257,1.9119999999999999,0.35199999999999998,-2.2944630321240299E-2,0.40640270454385102,0.30003503183117702,2.3790563397575601,null,1.9807868987220412,4.5496046202421923]
[0.26992718144707495,19.256703352175684,1.728,0.47499999999999998,-2.8485966602620601E-2,0.38362016555693801,0.31531178519414998,2.4297440309294398,null,2.9313142600296214,9.2698873117001348]
[0.9133315928234762,29.009060429593688,1.998,0.64500000000000002,-2.3357933445394101E-2,0.39271263004152301,0.29456523593468797,2.3945544896693201,null,3.3501194024242529,11.803363500959987]
[0.90623301352928343,28.925853685494012,0.61799999999999999,0.65700000000000003,-2.5610403199881501E-2,0.35029180577107499,0.292610817353397,2.3883207771129999,null,3.3471959266751043,27.156431440474542]
[0.60394635173307099,25.016695627131604,1.8109999999999999,0.75,-2.69401045751286E-2,0.389380372507248,0.30501110431467199,2.4355264752078898,null,3.199215672618521,15.026595111302472]
[0.37606718206896028,21.351854310082079,0.64200000000000002,0.34,-2.5156839340100601E-2,0.30740768444414401,0.29662919068999699,2.4862586381667402,null,3.0372511731795653,14.142461393808933]
[0.19775264014196747,9.9718286392177617,1.6859999999999999,0.77700000000000002,-2.9868273907990898E-2,0.38111493456370599,0.30502451316538298,2.4722413049835401,null,2.2473920013688509,12.769917582163506]
[0.98772512184304107,29.862338942573317,1.1339999999999999,0.77800000000000002,-2.3770465032954598E-2,0.41570877865163702,0.31297673316808799,2.3332529315970998,null,3.3796161947591306,21.250657971791817]
[0.79398810583461965,27.564029831852331,1.4119999999999999,0.42299999999999999,-2.53744382219117E-2,0.356286222876668,0.30107455283047402,2.5344881405569901,null,3.298091745327894,11.202287508267409]
[0.79181210269345248,27.536708278380519,1.33,0.74299999999999999,-2.5574695590325301E-2,0.38621968971872001,0.29038901428481301,2.3164446957874101,null,3.2970814899521113,16.08259559324739]
[0.4933873139437488,23.345804776672932,1.7689999999999999,0.72299999999999998,-3.1269408438530599E-2,0.37027498595342401,0.289423285143942,2.2885856054867699,null,3.1286078053705761,11.643217156900286]
[0.33073125318069252,20.498776923881191,0.627,0.76700000000000002,-2.11504884386957E-2,0.36047147312839101,0.30355311067337998,2.45197318127645,null,2.9954627026026084,30.694980217309318]
[0.25687757695115543,18.972404027550187,1.3080000000000001,0.32500000000000001,-2.6510673681638001E-2,0.42329451804977097,0.31797297058622898,2.45838362741299,null,2.9160336519120191,8.0532184143386196]
[0.87926369444702113,28.606719854510541,0.84399999999999997,0.54200000000000004,-1.9829403748803699E-2,0.32093915476360202,0.31198859794521999,2.35049211835612,null,3.3359031871371672,18.268097981417444]
[0.38005112882288006,21.424296264569239,1.476,0.318,-2.47828608717089E-2,0.38236352109110999,0.29443111296331698,2.4675409780449602,null,3.0407206030868945,7.0098227797815706]
[0.52076166851587435,23.775640569428127,1.3340000000000001,0.55300000000000005,-2.75784363436429E-2,0.38461890953741001,0.29570688619103902,2.3288798857138699,null,3.1472534928533658,11.761038920320596]
[0.45958286708211538,22.798193321016122,0.92300000000000004,0.56299999999999994,-2.4130315338698999E-2,0.33595278171397802,0.302723546525481,2.4315012790160901,null,3.1043380195814922,17.39167170986299]
[0.49418236440959507,23.358454495209145,0.95499999999999996,0.31900000000000001,-2.8922547319389001E-2,0.394074276718057,0.28064146162851999,2.34139317062359,null,3.1291615287171481,8.2405558211248255]
[0.67559510982429072,26.018589930628202,1.4359999999999999,0.67600000000000005,-2.4973686040355401E-2,0.39889950002851798,0.29932028829346202,2.3403205682621202,null,3.2392792129679786,14.462394940829226]
[0.92444349231444323,29.138663148850302,0.95299999999999996,0.69599999999999995,-2.4263982684107701E-2,0.34353437936804798,0.28944204070774199,2.4752767251343202,null,3.3546560452395178,22.632130424367389]
[0.56669093012275529,24.472188817769577,1.113,0.38800000000000001,-2.7843076587295901E-2,0.436898719963841,0.30498845199563501,2.4355050449422899,null,3.1767493200067429,10.890299476084238]
[0.3761710989184841,21.35374873876971,0.76300000000000001,0.49,-1.48160978074846E-2,0.38975279948677599,0.27606684369377499,2.3261841570461201,null,3.0373420556996731,13.854175802289356]
[0.80238599015323608,27.669122896936194,0.63400000000000001,0.46200000000000002,-2.9743641661998999E-2,0.379702992346028,0.30843896282496103,2.41530706371804,null,3.3019682311732232,19.865840251876229]
[0.3838364566853526,21.492775690793888,1.2290000000000001,0.40600000000000003,-2.1996074714819201E-2,0.32742817831084903,0.31418318064005202,2.4312941700451001,null,3.0439892227578147,10.316773375041194]
[0.95676139335611898,29.511235931635106,1.137,0.3,-2.85410785525704E-2,0.38458296716580898,0.29031646134634698,2.4143921919735001,null,3.3675841764718601,8.1394994876929392]
[9.3145870428533506E-2,8.4122183112407516,1.516,0.35799999999999998,-2.6704752515189702E-2,0.34529050495639702,0.30072508885826399,2.3169645588499002,null,2.0670747418170135,5.0328549384694341]
[0.78455700539035667,27.445342104601711,1.018,0.59899999999999998,-2.3041429586200798E-2,0.39411898255400102,0.29614900835107399,2.5276996959727702,null,3.2936956545094769,19.657677055868291]
[0.77791629466218215,27.361342112503678,1.427,0.53500000000000003,-2.4879687993254501E-2,0.40399897517717098,0.29470028808258603,2.5064109720066399,null,3.2905726444196373,13.59391364549427]
[0.58263848094799486,24.707396873353474,1.0149999999999999,0.309,-2.1963357252413801E-2,0.37590655672138901,0.29754307482398901,2.3170512787334201,null,3.1865160085628936,8.0079048427208743]
[0.75856612602467588,27.114511187155411,1.74,0.55100000000000005,-3.0216483037098101E-2,0.38067968445144401,0.32691002403753799,2.3652625322038801,null,3.2813389351470006,11.518959743905791]
[3.6446205816335731E-2,7.1344263227017155,0.93100000000000005,0.65400000000000003,-2.53936010260036E-2,0.37345451692060999,0.29710102282645201,2.4745311984417802,null,1.8903742580655303,14.292614642677039]
[0.61995749565317781,25.245533555147485,1.46,0.44700000000000001,-2.6867632806307499E-2,0.400734261707066,0.28053643376292697,2.39193585941495,null,3.208508896574791,9.2760489912094322]
[0.89295790241463657,28.76936876274376,0.51,0.65,-3.3742436477487099E-2,0.29224067832016498,0.29362520984336898,2.3573419719395701,null,3.3416745519235951,31.824888235215823]
[0.68774104177940631,26.183066364595987,0.78,0.504,-3.1712947422012701E-2,0.40338781468194101,0.29859389803949998,2.31296303375838,null,3.2457055222763702,15.970468685380967]
[0.69886009376807245,26.332368314707438,0.77,0.63500000000000001,-3.1514922801358397E-2,0.37541654254307899,0.30664089924086901,2.3999931865056299,null,3.2515033918989542,22.94117234863991]
[3.2512576597268805E-2,7.0159543830797855,1.411,0.42399999999999999,-3.3747462394052997E-2,0.38666273270359702,0.290028889437485,2.3210751218757801,null,1.872285924165211,5.889344030693791]
[8.8877593798001864E-2,8.3331215436509716,1.92,0.78300000000000003,-2.3680055638418799E-2,0.40316607683785499,0.31023147862277101,2.3961675277259098,null,2.0570005371535065,10.682285157825778]
[0.36598908244164352,21.166867719682052,0.626,0.35199999999999998,-1.67701865753783E-2,0.41949749299036698,0.32205032805073602,2.3816837642970099,null,3.0283366697325778,13.5791429173268]
[0.57179239557900674,24.547785495082159,0.59399999999999997,0.35699999999999998,-2.1954650595677101E-2,0.34068144107743698,0.28117069835392999,2.37097156291961,null,3.1798987845792426,13.664945393929534]
[0.21132968132759133,17.918660703057864,1.677,0.67,-2.8224669678323499E-2,0.35198900613401302,0.307260854614052,2.3135004189365702,null,2.8572673315437762,11.18114817352224]
[0.27148950896617063,19.290275313881523,1.6319999999999999,0.52300000000000002,-2.5464459795139099E-2,0.39758654800757098,0.318422973986214,2.4296755499176101,null,2.9331033710277228,10.846254128616071]
[0.7732253758463371,27.301789244002961,0.60399999999999998,0.746,-2.7950804367058699E-2,0.295903033757208,0.30447268874281502,2.39042159858875,null,3.2883526217598438,33.113405356121376]
[0.12677968072662582,8.980886847277656,0.5,0.48099999999999998,-2.61790094204725E-2,0.34055749998967899,0.29815156759156197,2.45324499176574,null,2.1366546693917874,17.361691959647302]
[0.9201816286089145,29.089047829437018,1.155,0.67500000000000004,-2.4080113307585201E-2,0.33049981975639697,0.30098480935087402,2.3246983157499401,null,3.3529217303958267,16.991692525701691]
[0.42218689141639631,22.168375449213972,1.585,0.47099999999999997,-2.8899692847610101E-2,0.49368656588121201,0.29503487555694702,2.4578525536127298,null,3.0756763172429609,10.363059617392214]
[0.10579609377143451,8.636552174990662,1.0469999999999999,0.32100000000000001,-3.1231755426680299E-2,0.26652697848282902,0.28723739988113201,2.3685766370416199,null,2.0951057145191472,6.0337110991911196]
[0.89154773203990412,28.752677750984372,1.2270000000000001,0.46800000000000003,-2.39525576427113E-2,0.38498056780969903,0.28497295526348898,2.4321918275097199,null,3.3410838268087959,11.975179341961166]
[0.92642301420874917,29.161669239558453,0.55700000000000005,0.67300000000000004,-2.1922888892032401E-2,0.40063644624420702,0.32106077859217202,2.4634892926480898,null,3.3554592086249655,34.417826610856544]
[0.10885483243210248,8.6887469490346998,0.90800000000000003,0.48299999999999998,-2.6543338578527299E-2,0.43459579633220602,0.30165837169627302,2.4352441246729,null,2.1015161258954902,11.038582101913052]
[0.79913162588201347,27.628462601327477,0.98899999999999999,0.35,-2.3238282555671199E-2,0.41848772123016997,0.30671753615493502,2.3572807148043902,null,3.3004702087532363,10.247677575780159]
[0.55911046592422109,24.359225516663013,1.79,0.441,-2.3147458615484499E-2,0.39092732910690597,0.31116222576982899,2.3827994873065501,null,3.1720245405913885,8.6170508650661546]
[0.7195438082494241,26.606974379501864,1.6759999999999999,0.377,-2.7901290824545101E-2,0.36540414497569101,0.31117075900910202,2.4053079546792002,null,3.2620802108099847,7.9259999648682662]
[0.81057101180420665,27.771024223971075,1.988,0.54700000000000004,-2.4165972909046901E-2,0.40309610240476201,0.31046396807374499,2.3326769454467602,null,3.3057126874308826,9.8811931735289065]
[2.7918024400476305E-2,6.86808807342147,1.444,0.31,-3.0839725267487E-2,0.42650783513919799,0.29776866120862699,2.4340841400207198,null,1.8492388215584381,4.8641011134770036]
[0.59306522130082673,24.85944248503305,1.754,0.46500000000000002,-2.7695854451911899E-2,0.376727109281707,0.31856149371661902,2.3597012617081599,null,3.1927790926252335,9.1264485037388834]
[7.941555362023256E-2,8.1507053500016582,1.6060000000000001,0.33200000000000002,-2.1315354712791699E-2,0.43574942133595301,0.28863018698784199,2.3590299057334199,null,2.0333715131161876,4.7372511974576552]
[0.59287453280119529,24.856673866041067,0.65700000000000003,0.39600000000000002,-2.8890194206826699E-2,0.40612721484457998,0.30865960658316999,2.4672431503438998,null,3.1926653973140078,16.685896041652459]
[0.41969667370064734,22.125463150236676,1.1850000000000001,0.79800000000000004,-2.4548211748523799E-2,0.419534012218235,0.29223015437123001,2.4344376318118401,null,3.0736932367652421,19.998938083499123]
[0.34518583938567393,20.776782677577827,1.018,0.56100000000000005,-2.3698446445781899E-2,0.423544797836929,0.28228859101413001,2.4021509608349199,null,3.0092737830650096,14.325541661022026]
[0.15698132993894442,9.4297478757112181,1.2509999999999999,0.70699999999999996,-2.54723812194807E-2,0.38806208320016,0.27445255890571602,2.55699685521363,null,2.1883416806453435,14.315541377351591]
[0.54702005190938319,24.177458752499433,1.474,0.44900000000000001,-2.6067967403046999E-2,0.395181871057734,0.30345376437327298,2.3328025262939098,null,3.1643748149220428,9.2595030083062362]
[0.76083162988152031,27.143571426746817,0.71699999999999997,0.67500000000000004,-2.32224691581587E-2,0.42944014492221499,0.32062945125446901,2.3543903732394802,null,3.282430490584034,25.253482676174851]
[0.62486442264287811,25.315072297302706,1.333,0.48399999999999999,-2.7099363450446199E-2,0.37937421149512202,0.30800907376115,2.3861370436105802,null,3.2113158706728564,11.544160192034848]
[0.24268636598174409,18.654908406795755,1.0780000000000001,0.36499999999999999,-3.0821833740351499E-2,0.36674576485587901,0.30587917720721802,2.4551693134177999,null,2.8986880454677042,9.7736233219726714]
[0.17880406823144557,9.7276324443563382,1.333,0.36599999999999999,-2.4133933633133001E-2,0.41690860722039402,0.295710484440878,2.3168324527015201,null,2.2212225873616704,5.9628099747063814]
[0.63277155255914497,25.426556555572752,1.1479999999999999,0.32800000000000001,-2.4110950882648901E-2,0.323350558234687,0.29031059597546599,2.3141047647666202,null,3.2157996198834016,7.6053363077880922]
[7.6827117408370782E-2,8.098933635308498,1.627,0.56799999999999995,-2.8587726750856999E-2,0.41797878277709899,0.297184660445939,2.4591217551624198,null,2.0265620550165764,8.8840741103321275]
[0.58192705457174798,24.696973266551339,1.395,0.39,-2.6174476736724399E-2,0.38641036744763502,0.29557532012966697,2.2907662982905501,null,3.186085197297774,7.837061176825042]
[0.78366616481176254,27.434094343589091,1.1160000000000001,0.34799999999999998,-2.7284649345436399E-2,0.32064421468578302,0.30253644992039802,2.418410144773,null,3.2932780426814761,9.7257046275259391]
[0.828337112187153,27.990451792892291,1.776,0.55100000000000005,-2.9018584449997699E-2,0.42052328837307801,0.297396818153287,2.49430327284088,null,3.3137284516435952,12.130392786553941]
[0.77518486851209401,27.326687602486757,1.913,0.58899999999999997,-2.2290330264386499E-2,0.36809521350304703,0.30353471860799103,2.3714156403823998,null,3.2892813870344568,10.837779426328991]
[0.26005164647267631,19.042206843588559,1.887,0.78100000000000003,-2.8246025421917901E-2,0.42662259447786299,0.32155279875491699,2.3890040669500001,null,2.9198071286106488,14.35701702349095]
[0.28656863024295753,19.609462877513756,1.603,0.71099999999999997,-2.42515347750684E-2,0.38698799180145599,0.29913859867833498,2.3571283254239401,null,2.9499553800151883,13.13744155096572]
[0.73305130502385196,26.784179914013301,1.921,0.59499999999999997,-2.5886101446708901E-2,0.32657689066425499,0.312130820706637,2.4875604329144498,null,3.2688465921594263,12.107081272165448]
[0.427929147506798,22.266848169032805,0.52100000000000002,0.432,-2.6149938084349601E-2,0.36873309450643299,0.301206853279959,2.3584306934669002,null,3.0802121613609139,18.374955853523328]
[3.6195962438458684E-2,7.1270861065803928,1.2390000000000001,0.626,-2.9650124695289801E-2,0.37916546414345997,0.29132865108346601,2.3641476993012498,null,1.8892630455201787,9.9850290001991251]
[0.48765474540321685,23.254292933963473,1.0329999999999999,0.311,-2.3529812430715599E-2,0.37037366881175898,0.30491548268367602,2.3128730227812802,null,3.1245928439012847,7.9630984000562064]
[0.62218065610474516,25.277073144588332,1.373,0.53900000000000003,-2.3152224639808001E-2,0.37414604604491503,0.30635649403707199,2.3770649834950501,null,3.2097829882407209,12.433709969266786]
[0.42665395166769426,22.245037456067724,0.59499999999999997,0.56200000000000006,-2.73542088898538E-2,0.36006058105364802,0.31280413519384898,2.4436726981047499,null,3.0792092906267503,24.69479884032733]
[0.32360648341061249,20.359510542183138,0.97299999999999998,0.53700000000000003,-2.7326279978386901E-2,0.399392002661214,0.30872546109911098,2.4745581161698098,null,2.988471663516878,16.347791634544979]
[0.76400701246516811,27.184230207720983,1.831,0.66400000000000003,-2.3455318473373E-2,0.309521838174179,0.29839080495377901,2.4466569332086698,null,3.2839557108969526,12.843675974340055]
[0.98215305009150278,29.799566727370966,1.5920000000000001,0.69899999999999995,-2.7546975716424602E-2,0.33868588477953798,0.30591050082136101,2.3071363085338801,null,3.3774756436677933,13.894171709380313]
[0.33883723437966029,20.655410928044631,1.915,0.58899999999999997,-2.6431565152963899E-2,0.37790839319069702,0.28250813855106699,2.38651157316463,null,3.0032675970726483,9.4865106766356035]
[0.22693284281682535,18.291382063369952,1.591,0.76200000000000001,-3.0496725432491399E-2,0.40253623989648601,0.30390493029579801,2.4770444599612498,null,2.8784508273746239,15.828433550314221]
[0.795875915831178,27.587702563316881,0.94299999999999995,0.32,-2.5558509366792399E-2,0.37419010043471501,0.30530146969813499,2.4511440441650998,null,3.2989662553529109,10.596943625017387]
[0.62064157352152882,25.255244463053433,1.74,0.43099999999999999,-2.7190191550833399E-2,0.40506536230225598,0.29404692746302302,2.3765675878872998,null,3.2089013571148359,8.1713628984831566]
[0.79158068036873963,27.533800368609018,1.4,0.78900000000000003,-2.8428695739317899E-2,0.36634058750601101,0.29755461340446299,2.3494489609395299,null,3.2969739054988456,17.266080364838057]
[0.59308875411397821,24.859784128654326,1.524,0.53500000000000003,-2.5022616958819702E-2,0.366102896798636,0.30200377032779802,2.3027495196796699,null,3.1927931215677297,10.389022627033]
[0.85570788074539061,28.323950760080443,0.96,0.71799999999999997,-2.4822376286839899E-2,0.42118516211372498,0.282417889995566,2.4136182319808399,null,3.3257895310001224,21.0856640151801]
[0.21542932992559471,18.017887802601496,1.752,0.49299999999999999,-2.55649554130149E-2,0.421840668779914,0.287437445941154,2.4053479007437302,null,2.8629508696989712,8.6345453566087169]
[0.76196049558552437,27.158035546271641,1.2549999999999999,0.60399999999999998,-2.9093175496050502E-2,0.32493768326681999,0.30542817076134299,2.4464661435192299,null,3.2829733453234127,15.958198985884788]
[0.77047281946709179,27.266760448667181,1.675,0.51800000000000002,-2.5334724092867002E-2,0.351931940270445,0.301930972605364,2.31138935360734,null,3.2870445056757198,9.668109400667781]
[0.84716644662880636,28.220457786235283,1.159,0.317,-2.3950918799543398E-2,0.38940711761652702,0.30009111920201897,2.39276288123181,null,3.3220622264445443,8.4908789165214991]
[0.59534955661601108,24.8925743617731,1.722,0.627,-2.15329003016374E-2,0.37552282989761698,0.30031594892860097,2.5034729219769698,null,3.1941386744712914,13.723910842234481]
[0.31824168012863108,20.253631148089241,1.851,0.52700000000000002,-2.2234584283436599E-2,0.39773146942037102,0.320378333661061,2.4793632079585901,null,2.9831237082925113,10.835893252887207]
[0.15320223328276628,9.376103193521125,1.9370000000000001,0.49099999999999999,-3.04271600457795E-2,0.36913936390602298,0.30350271074970703,2.4101370201498402,null,2.182303445706689,6.6870502554805604]
[0.23738291630833996,18.533881168618414,1.597,0.79,-2.4281280495460002E-2,0.30911639356416898,0.31258457211319501,2.3136728656519598,null,2.8919959542464206,13.813552322585666]
[0.24741340565253422,18.76167172215715,0.86799999999999999,0.78600000000000003,-2.17409737669211E-2,0.35780739022727198,0.29769601300190901,2.3793317719901901,null,2.9045544572500717,22.265938190806704]
[8.1904221172620972E-2,8.1996918049364726,0.96399999999999997,0.50900000000000001,-3.10848548360706E-2,0.46487468277578498,0.290595082242529,2.5253652524353298,null,2.0397720941143098,11.760544859912278]
[0.32388990705882126,20.365079673043333,1.764,0.64700000000000002,-2.6292141848986501E-2,0.38147441339606403,0.296362392703786,2.3966309936585399,null,2.9887521691139294,11.603530560720731]
[0.59758161483621519,24.924886672709498,1.258,0.78300000000000003,-2.53708805602244E-2,0.348906476754338,0.31254832602899901,2.5077753462697099,null,3.1954628464946424,22.061642144997261]
[0.39686135584542814,21.725862665314203,1.272,0.41399999999999998,-2.3273694842441899E-2,0.364515952725603,0.30130006258144199,2.6183294329617999,null,3.0550353663520577,12.024240076294536]
[0.5645516984447676,24.440387132266768,1.802,0.439,-2.6608868927758E-2,0.35681149341312302,0.31971339786988301,2.4022161272881402,null,3.1754214461228547,8.7203088945751652]
[0.44277974518654672,22.518496028563042,1.718,0.625,-2.43666692318814E-2,0.35616803558772597,0.29791712386678698,2.3493974510943998,null,3.0917109031280114,11.148250939646932]
[0.50454739569081075,23.522446423751685,1.796,0.58499999999999996,-2.14445569273473E-2,0.41699682779104102,0.29559207984291502,2.42116367388605,null,3.1363124164376814,11.373906455421992]
[0.78526786365204804,27.454312827221866,1.1279999999999999,0.69199999999999995,-3.1556763507444997E-2,0.42731369121294599,0.30532174877191898,2.2637041720275199,null,3.2940285984547364,16.773081591338958]
[0.15848281326753832,9.4508821213824898,1.8420000000000001,0.52200000000000002,-2.8135917685429002E-2,0.27231945067225899,0.303830135344895,2.46967997462311,null,2.190710550657728,7.411550146223683]
[0.24863408583638469,18.789075510127972,1.5049999999999999,0.47399999999999998,-2.3396418272514201E-2,0.42640504676170099,0.30159681620495798,2.47447936336326,null,2.9060546989172451,10.403188636609546]
[0.27888388133558162,19.447873932708681,0.78400000000000003,0.77700000000000002,-2.42082984221208E-2,0.37774970603189001,0.30545744676889502,2.5223280517620301,null,2.9414595495408884,28.141750672782898]
[0.92296096536790295,29.121417019401655,0.52900000000000003,0.53,-1.9139543056211E-2,0.40280847070787001,0.28675546217678799,2.4364020019714001,null,3.3540535438972205,24.154385357567204]
[0.81095372124424436,27.77577623449201,0.91300000000000003,0.51200000000000001,-2.4638844899457401E-2,0.31824055880201702,0.31858187360193102,2.4384627163380399,null,3.305886962569045,18.023832025184479]
[0.83223543740782613,28.038283892402294,1.4730000000000001,0.53,-2.5421317870893499E-2,0.372350002389296,0.305971330143126,2.3859380770203198,null,3.3154672757141204,12.058442839134052]
[0.15633289035970255,9.4205894736972375,1.2150000000000001,0.71299999999999997,-2.3768714116725299E-2,0.419664768526952,0.30311375437772298,2.4793624036236199,null,2.1873133956682871,14.598981991343905]
[0.61238224899047977,25.137637986868238,1.0509999999999999,0.41799999999999998,-2.5908193306006199E-2,0.42917636893436001,0.307362227466078,2.3578932451724901,null,3.2041379644224328,11.449283568474048]
[0.34500481754638412,20.773337461673908,0.60599999999999998,0.495,-2.4981737915196901E-2,0.36454085308814199,0.31714177991439002,2.3764335686862998,null,3.0091037903025493,19.756577815090804]
[0.38562064662099438,21.5249359229284,0.95499999999999996,0.32900000000000001,-3.0689352144416E-2,0.25087414313759299,0.29543725127377002,2.4233125863571399,null,3.0455205954668969,9.4893630812656298]
[0.56558939956936793,24.455821043682661,1.2749999999999999,0.44400000000000001,-2.6675463179272399E-2,0.36624863646628403,0.29644065368552203,2.4793496257188901,null,3.1760661067104468,11.408782032549565]
[0.25412249932693365,18.91146508139331,1.7569999999999999,0.68799999999999994,-2.3345950741595099E-2,0.38290715288669103,0.31748705038916297,2.39077979854925,null,2.9127276601549998,12.876999929136872]
[0.41164389632688958,21.985816248890472,1.4710000000000001,0.77400000000000002,-2.77538198824385E-2,0.42341243410066798,0.29675703419079902,2.43878947105476,null,3.0672124499751385,17.071992472609463]
[0.87928726330991769,28.607000870580404,1.2210000000000001,0.69499999999999995,-1.90241084273505E-2,0.30178039856915201,0.313097607279746,2.3763740253769599,null,3.3359131873779955,18.263632006548868]
[0.99992934281278345,29.999210014676642,0.64700000000000002,0.34300000000000003,-2.6271185388243801E-2,0.36340519735312499,0.29383857470286301,2.5618953629892598,null,3.3842677088470614,16.480694821561162]
[0.41708213704821551,22.080271319861048,1.792,0.55600000000000005,-2.7093233713587302E-2,0.38816470124171198,0.30394915359089197,2.3723222655224898,null,3.0716005518803673,10.10972357335184]
[0.94609577927281807,29.388984351981374,1.86,0.66200000000000003,-2.9088465998870799E-2,0.42142690941001099,0.29324746546321401,2.4864841428392501,null,3.3633604937906476,14.020610204877576]
[0.54872426091804738,24.203200520966078,1.8260000000000001,0.34,-2.3243013880607701E-2,0.301794911759176,0.29663017161787902,2.3764257467793599,null,3.1654617317686142,5.8818855777137644]
[0.82779359254312856,27.983773923038928,1.214,0.35099999999999998,-2.4138404794554098E-2,0.37683921608901,0.30757684009685499,2.4139556877455499,null,3.3134854525541506,9.4856870165893721]
[0.30077217293782788,19.902520723604169,1.5680000000000001,0.61599999999999999,-2.6072493616510799E-2,0.33934217120219701,0.305319771558968,2.4234941066257001,null,2.9651815664278183,12.334199916413569]
[0.41680311935547343,22.075440191175034,1.8380000000000001,0.54900000000000004,-2.28443516095377E-2,0.36526234569156402,0.28452887619723999,2.4739980092895002,null,3.0713765787985334,10.167319354309132]
[0.98594209732243754,29.842271575244229,0.65400000000000003,0.57499999999999996,-2.73861599564953E-2,0.41604857437187298,0.32064899799829499,2.27278518707505,null,3.3789323898278365,21.979719999651543]
[0.29963022638619474,19.879218639331256,1.51,0.71799999999999997,-2.1231841545434799E-2,0.31723797196916398,0.299249487683795,2.3469983243176,null,2.9639793293852854,13.401608327175611]
[0.52988234081314634,23.916333784208014,0.6,0.61399999999999999,-2.64740876624781E-2,0.34676610139861003,0.289289052130691,2.4641568369019899,null,3.1532817957086676,26.178510303502144]
[0.9242086405092228,29.135932056977193,1.9470000000000001,0.79300000000000004,-3.0384425399739502E-2,0.43018454204088702,0.29528432606551802,2.5221672928105301,null,3.3545606575009304,16.999938408434925]
[0.6338813030143613,25.442147290026934,1.365,0.40200000000000002,-2.4501868170769499E-2,0.41934113058026801,0.300626301822005,2.5123075160897002,null,3.2164250588728942,10.620118009481816]
[0.47944194156569131,23.122245361514441,1.6890000000000001,0.499,-2.7973611084591701E-2,0.36788309916341799,0.30816233609504201,2.41927019938628,null,3.1187708608743021,10.055962097932511]
[0.5466625654313142,24.172053898404609,1.726,0.39900000000000002,-3.3077176801792597E-2,0.36930706349609999,0.30129172812414901,2.4731089890131499,null,3.1641464509281301,8.2176578504926336]
[0.42947973148610863,22.293325334290632,1.036,0.51900000000000002,-2.4225705624806401E-2,0.31877714264340701,0.29269161095943602,2.4825941611748998,null,3.0814282481289421,14.908297054984612]
[0.97486995538176213,29.717249876372971,1.641,0.59399999999999997,-2.2967663859978199E-2,0.36774161674445799,0.28934198535502098,2.46553810647793,null,3.3746616513626733,13.059841497881433]
[0.57550985106878316,24.602660861044036,1.82,0.375,-2.9519434912833101E-2,0.37442938526346098,0.28320824484576601,2.40794256903675,null,3.1821787707075497,6.6689717355722875]
[0.94611303635617716,29.389182711420002,1.282,0.30199999999999999,-2.82576667623477E-2,0.422783968161561,0.30666917974579699,2.3248138567465499,null,3.363367361404201,7.3296203552437103]
[0.2169431419358564,18.054288826391556,1.44,0.72399999999999998,-2.66140232815111E-2,0.35993293547879102,0.299331005345774,2.46885587630875,null,2.8650277741254011,15.522391271128839]
[0.91427641519612501,29.020110846446915,0.68600000000000005,0.45700000000000002,-2.1765639162344801E-2,0.40688561477017399,0.31062908933731598,2.4017815355497398,null,3.350507017480862,18.365801103744566]
[4.1471773044221116E-2,7.2768336853023854,1.8140000000000001,0.4,-2.9819277601788201E-2,0.459639039891651,0.28421099329020699,2.4159075424934802,null,1.9116911562190619,5.4042644494021888]
[0.61665468701163595,25.198572586814606,1.292,0.67600000000000005,-2.6452589806256099E-2,0.32465863256681399,0.31177924804094997,2.3396382614151201,null,3.2066088200326579,15.690925316650111]
[0.84377193841059617,28.179183155540322,0.66700000000000004,0.317,-2.99990883355888E-2,0.37784304145294301,0.287366520904619,2.29935896421815,null,3.3205718338807966,10.990363359636525]
[0.90806919051368717,28.947407780126415,0.59199999999999997,0.59799999999999998,-2.90866374123111E-2,0.33177322603930398,0.30355729360934802,2.4810443254868302,null,3.3479540523302083,29.504546356809787]
[0.75292100279789842,27.041910294344628,0.71299999999999997,0.55500000000000005,-2.8456217724168301E-2,0.36300735662550798,0.31412736362568799,2.4129412669433599,null,3.2786066943175944,22.222204429718019]
[0.72280852827482578,26.649955778223696,1.921,0.53900000000000003,-2.89066485234626E-2,0.36033265041229201,0.29180005649107998,2.3160117590746001,null,3.2637256157227523,8.7681995916428139]
[0.16473231857951032,9.537790191540239,1.121,0.502,-3.1528819524765599E-2,0.37293630021662499,0.283397590700808,2.3223870220896998,null,2.2003931200687288,8.8221875026801211]
[0.88029380876536101,28.618998592000022,0.72,0.45200000000000001,-2.8343932157398201E-2,0.371791368218235,0.30636487314492999,2.4627051243401201,null,3.3363400451478538,18.694016438041697]
[0.19789865599815637,9.9736638406480136,1.2450000000000001,0.55900000000000005,-2.53412121766858E-2,0.36682453027960898,0.30162926810757201,2.4600845706485899,null,2.2475860969645169,11.080469643873981]
[0.2397707267608451,18.588537702996707,1.161,0.42699999999999999,-2.2379973959423101E-2,0.408252854158006,0.29197280650122598,2.36742180067615,null,2.8950236872578881,9.6187051895695941]
[0.28974131241160506,19.675542896829114,1.994,0.32300000000000001,-2.58990498799875E-2,0.33974973552444898,0.30027646805045199,2.4425324252019198,null,2.9534089596548969,5.4238855557777885]
[0.90660993925829059,28.930280034957718,1.86,0.41,-2.8059207774747401E-2,0.402567650026879,0.29486468737261701,2.34565805333192,null,3.3473516622933577,7.4785297698559754]
[0.67518517870453898,26.013013086054002,0.96,0.74399999999999999,-2.39384603356225E-2,0.36197087644390002,0.29692908396724998,2.4193454636257798,null,3.2390605926471392,22.52472053204389]
[0.27623349874483349,19.391628482209143,1.41,0.45100000000000001,-2.79520665735195E-2,0.41098941250965498,0.31105702387413597,2.3531130708962098,null,2.9384853193058724,9.3957956563643403]
[0.63435605308922682,25.448812821497192,0.52300000000000002,0.56100000000000005,-3.0866327811144401E-2,0.41374688234106199,0.296115588505103,2.3338269402225298,null,3.2166923344422576,23.398098887097444]
[0.12265471476966738,8.91558927189873,0.67400000000000004,0.61799999999999999,-3.17019880043048E-2,0.39808052038288499,0.30556982320402498,2.34336488276469,null,2.1289073912985157,16.066350266479997]
[0.48211614603587649,23.165365214565227,0.621,0.64400000000000002,-2.5279628066713199E-2,0.39601957021316903,0.32057629742416899,2.33826069027982,null,3.1206757477775176,25.12729191357645]
[0.10907562487314837,8.6924860337100185,1.556,0.44600000000000001,-1.7890853988620999E-2,0.41223724759207397,0.31190605291828599,2.49140003000793,null,2.1019737720451088,7.8702903144323209]
[0.35519681286975302,20.965925435440223,1.716,0.57899999999999996,-2.64029546213491E-2,0.457552460392534,0.328511345089122,2.4695038369062301,null,3.0185623223290885,13.18034072231726]
[0.43542450897999563,22.394395775130533,0.67600000000000005,0.69599999999999995,-2.93172794721707E-2,0.44506516181461298,0.31252441004147502,2.4609101955059698,null,3.0860568228500993,27.541409737571019]
[0.89132582206316779,28.750049985756085,0.51200000000000001,0.42899999999999999,-2.3414707270770101E-2,0.39183404519371801,0.30314860446464598,2.4004183657981,null,3.3409907936328183,20.62347668022214]
[0.21738118199026135,18.064798199422782,1.0089999999999999,0.70299999999999996,-2.5764758266958301E-2,0.35839514478094597,0.29889390830978402,2.3786186909494802,null,2.8656265970957762,17.748988109273181]
[0.76681671098966686,27.220136231870494,1.321,0.71,-2.6233677135510901E-2,0.39286593745408399,0.29256188295971097,2.3587939004859901,null,3.2853007104771574,16.190826088997326]
[0.15014780668374261,9.3322598993444323,0.83199999999999996,0.499,-2.72971907518945E-2,0.38184538724402101,0.29134048581470001,2.4527616242999302,null,2.1773411743270117,12.386217171158016]
[0.77786115734637817,27.360643169297425,1.5649999999999999,0.65800000000000003,-2.6501397808469499E-2,0.35945417282147202,0.29570780012876302,2.4181333966343299,null,3.2905466176559455,14.107047306099171]
[0.96067245641579024,29.555894505849352,1.7270000000000001,0.437,-2.8440677719807898E-2,0.38326124689687202,0.29363084872596401,2.4802400335280601,null,3.3691226515025359,9.5101936357923638]
[0.37329432461022949,21.301207441090323,1.294,0.41599999999999998,-2.4491640668409101E-2,0.38400423801674399,0.28873100836876497,2.4102814708113698,null,3.0348183933208923,9.3141514784862256]
[0.38581630777338616,21.528458207133788,1.847,0.374,-2.7039377549514E-2,0.36535872998706098,0.3159774388296,2.4110566156980102,null,3.0456881735058428,7.0287201038030149]
[0.83506691899551921,28.072955718906744,1.7869999999999999,0.53600000000000003,-2.5508353517086298E-2,0.35108630195018697,0.29345825344987297,2.4358793975448698,null,3.3167258009753899,10.588236760743186]
[0.54210274122616242,24.102958055478123,1.538,0.497,-2.0595982643016601E-2,0.38646122121083798,0.302220754505655,2.47260672228176,null,3.1612224321590556,11.435041727574946]
[0.63059637173335581,25.395958022363345,0.66400000000000003,0.49299999999999999,-2.0175787555805701E-2,0.363119918328969,0.313686815791761,2.3692709222344699,null,3.2145709882882527,19.254323433858804]
[5.9270727239381538E-2,7.7219186073287887,1.7769999999999999,0.77700000000000002,-2.8573633079695099E-2,0.40506397401310301,0.289247134698988,2.4883662991376201,null,1.9755195567173942,11.392632827374381]
[0.23837906809075238,18.556716162009067,1.91,0.68400000000000005,-2.1445847331192602E-2,0.39295797392885701,0.28486488193744403,2.4228995689914199,null,2.8932620287043371,11.408062403750458]
[0.93083448206435804,29.212851253375252,1.986,0.499,-2.2461440513002001E-2,0.39590930044189998,0.29461353122033002,2.4768727654236802,null,3.3572437079164783,10.020101762476225]
[0.33154950996374011,20.514674782522839,0.51,0.53700000000000003,-2.7770005161311201E-2,0.41680939309631398,0.29617799456160498,2.3270469677171599,null,2.9962576594004871,20.9351581675683]
[0.39987660223034693,21.779274295478196,1.597,0.38800000000000001,-2.7707563493158501E-2,0.39718293690143902,0.29963602799745298,2.4366237825501398,null,3.0575494801975425,8.0379376658825663]
[0.72553026839591372,26.685714482130063,1.38,0.61299999999999999,-2.5713324348144599E-2,0.35176061135063702,0.27627743365476898,2.4916176841309001,null,3.2650924622951161,14.417900595461361]
[0.90373074475849102,28.896445439368357,1.145,0.63900000000000001,-2.5214973338902599E-2,0.33186257158629801,0.31417851345127501,2.3255683777366398,null,3.3461606175462277,16.896658370550906]
[0.79184316200398353,27.53709851811794,1.798,0.58399999999999996,-2.97662942349326E-2,0.34744184768218001,0.28920914523164698,2.50022089514226,null,3.2970959268398232,11.887646334691794]
[0.27430737996753962,19.350583606199272,0.75800000000000001,0.69799999999999995,-2.2542113381778299E-2,0.37161181212080002,0.29112014071526798,2.4513624892241102,null,2.9363092882243422,23.082929246731709]
[0.15189043021587068,9.3573275957843514,0.73399999999999999,0.34499999999999997,-2.5816962142080801E-2,0.35636108234149599,0.28701879227327698,2.2234393279863802,null,2.1801814064702061,7.3996340900438211]
[0.5906568764010105,24.824442808228131,0.87,0.54600000000000004,-2.84581968183697E-2,0.34048105134552997,0.30645057263609798,2.2848617548756698,null,3.1913408536296659,15.834758199986057]
[0.7303377741254814,26.748712864820373,0.77600000000000002,0.34399999999999997,-2.6176135756959901E-2,0.368765011258885,0.30778229259385598,2.4220782452012899,null,3.2674959859681074,12.71033845509527]
[0.99184716112486526,29.90866194321265,1.3740000000000001,0.496,-2.75960178592989E-2,0.43331411211737803,0.29009669634019902,2.4870367281932202,null,3.3811928891372389,12.897494769755198]
[0.31813683396161019,20.251553055901041,0.94399999999999995,0.69199999999999995,-2.5200508131644601E-2,0.35540220253691202,0.31472352882822102,2.4203052059747301,null,2.983018457276803,20.747832098208075]
[0.2110515880959456,17.911895074959283,0.57199999999999995,0.75600000000000001,-2.3324417966654101E-2,0.36252372139711703,0.29228654644392599,2.4354384058660101,null,2.8568786298089561,29.490840905086984]
[0.92328336616832796,29.125168662617128,1.611,0.78800000000000003,-2.12784371229554E-2,0.36735043441286502,0.286114088620403,2.5468916388194098,null,3.354184640156161,18.776343370475821]
[7.1822391531253804E-2,7.9962975388647113,1.8779999999999999,0.68100000000000005,-2.5899289122739401E-2,0.39482879715949598,0.29989372661517899,2.2902177189258901,null,2.0129234252155421,8.1290959110645389]
[0.57288892265481173,24.563990423484725,1.532,0.79800000000000004,-2.83312099350734E-2,0.394163380983166,0.28894627631923803,2.3216493871306398,null,3.1805726153667888,15.152185251198237]
[0.91175627279214988,28.990623145341061,1.224,0.625,-3.3734613079683902E-2,0.353585052080436,0.29365297340972302,2.4050587136852299,null,3.3494723437754206,15.881308547254324]
[0.74789713910711864,26.977070082562037,0.87,0.71199999999999997,-2.4493530910436701E-2,0.37084800848805899,0.30193422826791,2.5008450894314498,null,3.2761601883266449,25.768290203201147]
[0.51647083048472764,23.709025114711928,0.91500000000000004,0.65800000000000003,-2.8095115516818401E-2,0.38645567588302498,0.281242701934317,2.2773262921114998,null,3.1443864802524333,16.534698287760961]
[0.54869952707288228,24.202827206811271,0.86899999999999999,0.32,-2.5778189341511899E-2,0.40040711576183402,0.29663214497874102,2.4156723069196402,null,3.1654459774454473,10.08307966995296]
[0.2860991687176373,19.599654014609257,0.82099999999999995,0.68899999999999995,-2.4233790353924999E-2,0.43175148745020298,0.30631268134940898,2.26942145200307,null,2.9494417149160332,18.662816609673023]
[0.28528856521271184,19.582698415713303,0.81299999999999994,0.47299999999999998,-2.52109678763432E-2,0.40656255887266401,0.29348370136748198,2.3466711512387701,null,2.9485531704957406,13.485415605163894]
[5.5076296827604621E-2,7.6238401444163051,0.56899999999999995,0.69899999999999995,-2.4676202769156198E-2,0.37211803701093699,0.29430650633385602,2.4738050978455899,null,1.9618013449449585,21.637228621294394]
[0.96402495591169768,29.594102800920474,1.0349999999999999,0.44500000000000001,-2.1868115692250001E-2,0.36836751635925202,0.31764922477488899,2.4270717571793798,null,3.3704370397144277,14.349898280905686]
[0.20057582816712882,17.653705582255157,1.143,0.60899999999999999,-2.6727977466619701E-2,0.32237019522931099,0.30275514928043401,2.4242504212281801,null,2.8419309086256885,14.702251751597446]
[0.56670687165851052,24.472425578122639,0.66100000000000003,0.745,-2.89714654125585E-2,0.42861550583367403,0.29315924417532802,2.4203571005605302,null,3.1767591992829622,27.992570731630273]
[0.24094263014721728,18.615262784691847,1.7050000000000001,0.63300000000000001,-2.3420901950128501E-2,0.40961777056759302,0.27786840331248502,2.5604488244452099,null,2.8965008077992667,12.894570351115483]
[0.55808849076802225,24.343937711913053,0.53800000000000003,0.48299999999999998,-2.5253724668164699E-2,0.395776008209758,0.288990032900246,2.3312970089798699,null,3.1713833971231784,18.996601692795515]
[0.15122101192129245,9.3477150884299611,0.94699999999999995,0.501,-2.8785856086709801E-2,0.42206924232195597,0.30805597281678898,2.4120439293540499,null,2.1790932409693258,11.325595140826632]
[0.77745327024935462,27.355471855700152,0.79,0.61299999999999999,-2.7073512930152199E-2,0.34034179563181199,0.29270670600398302,2.47874704900486,null,3.2903540308024795,22.850204172454134]
[0.89680176783182974,28.814798588333471,1.99,0.66800000000000004,-2.2627859145839299E-2,0.353006640194031,0.29857977316606199,2.3905625016612002,null,3.3432806300677984,12.037834417351082]
[0.29842477618028274,19.854572497883794,0.86899999999999999,0.74399999999999999,-2.3902758823375E-2,0.42485819128749902,0.28463997796775498,2.4407154758338399,null,2.9627061721759813,21.736791764953303]
[0.78739070760957031,27.481078055516647,0.70599999999999996,0.33400000000000002,-3.1396754756955997E-2,0.31409374429660197,0.28638802635791799,2.4081403092993598,null,3.2950213182892969,12.553358397931284]
[0.41316750477314301,22.012341911014111,1.35,0.35399999999999998,-2.7523459201370001E-2,0.38297528424106198,0.30246980445532501,2.4105401560140001,null,3.0684466998083177,8.0823057670987275]
[0.84011249831886947,28.134594049946106,1.9730000000000001,0.73599999999999999,-3.1285965405185703E-2,0.40207902206373503,0.30129205468699,2.3236417018112698,null,3.3189592579223648,12.682326364717477]
[0.84097105231946823,28.145063960837049,1.014,0.46800000000000003,-2.1192168701745499E-2,0.30945003991607201,0.29124282531677598,2.5065264667733,null,3.3193381385512346,14.93032329181551]
[0.43395704695396176,22.369511108930961,1.351,0.64100000000000001,-2.1408281635888801E-2,0.38039504467551299,0.31190783376604803,2.3594859714902601,null,3.0849192034561472,14.450035486631558]
[0.71743434358322788,26.579150524970842,1.077,0.65700000000000003,-2.6829658330604099E-2,0.40558194398737302,0.29723858744495302,2.3707534152344998,null,3.2610136180913329,17.626396286100373]
[0.17330058836786821,9.6543069887990338,1.9259999999999999,0.63,-1.8876717746005901E-2,0.44290111393992199,0.29907927973744303,2.3622855435813399,null,2.2132287744945827,8.7552154928874479]
[0.34936018667348667,20.855979914074201,1.3149999999999999,0.53,-2.8228131564315501E-2,0.33252333829519598,0.29714356209099801,2.4487662998767399,null,3.013173558903997,12.221076534453951]
[0.64110586949136394,25.543312370489712,1.446,0.432,-2.4717290687165199E-2,0.400382496716223,0.298228703438494,2.4593901343840998,null,3.2204739251599572,10.277957110707767]
[0.46375998691005715,22.866926519329144,0.69199999999999995,0.373,-2.7366700900405699E-2,0.39466023979745501,0.296584252654575,2.3744126464752799,null,3.1074167634292547,12.987965798876161]
[0.58490659001800871,24.740586114081907,1.6180000000000001,0.30299999999999999,-3.1180098812083501E-2,0.41501716869960298,0.29273448904126098,2.3434921280460599,null,3.1878864959993076,5.7739470468887459]
[0.7003252350314022,26.351952790082333,1.054,0.39400000000000002,-2.8067003077258099E-2,0.34365082631115401,0.30917902964039201,2.4689308432947499,null,3.2522614309005093,12.228114798561867]
[0.10984312042294875,8.7054540953665303,0.81200000000000006,0.34699999999999998,-2.47974785779899E-2,0.35749455477672198,0.30202670906871798,2.4442886963281301,null,2.1035593760998239,8.7220773782694039]
[0.40051170364206023,21.790498685506023,0.84699999999999998,0.77800000000000002,-2.74904886474466E-2,0.36801554560989602,0.291656412328827,2.3743108015853802,null,3.0580770151457277,22.967808739902633]
[0.47015344998453323,22.971532230850009,0.78900000000000003,0.64800000000000002,-2.6767355337180901E-2,0.37897992684213999,0.31223091123749702,2.44311186991344,null,3.1120842121434502,23.286010989513489]
[0.619872781913132,25.244330618539678,1.2130000000000001,0.49,-2.9662041059076601E-2,0.38190309585446103,0.29052661483863002,2.2466673889323001,null,3.2084602698842795,10.25465005912125]
[0.441506449803302,22.497086709290748,0.60499999999999998,0.78600000000000003,-2.5453429540403801E-2,0.41824034099030499,0.28416178988874602,2.43233859278571,null,3.090737761796456,30.014879298283262]
[0.44111787180430961,22.490546972384113,1.5249999999999999,0.71699999999999997,-2.3923278333404401E-2,0.38448429853614202,0.295878303988719,2.4603927045249798,null,3.0904403149615614,15.660847554285514]
[0.14804673565186643,9.301841693563734,1.5189999999999999,0.39400000000000002,-2.2261553540390701E-2,0.44677279431733002,0.31186719251828499,2.4216466043645002,null,2.1738838241813845,6.7984604623984808]
[0.49963320544090661,23.444907930634983,0.93200000000000005,0.57599999999999996,-2.7302052103716602E-2,0.42833218630023301,0.30437439392554599,2.3720441792823102,null,3.1329377153306188,16.781288153189667]
[0.53361320876434848,23.973535981571935,1.19,0.44900000000000001,-2.03982768403589E-2,0.358492525273445,0.30501853172566401,2.3528464186782099,null,3.1557223901262752,10.934007542573376]
[0.48232808254690795,23.168777436168693,0.72899999999999998,0.60799999999999998,-2.9491344633043801E-2,0.373067729767047,0.30351946096065602,2.4493794297765001,null,3.1208263331307902,22.789128308194847]
[5.5832227112972088E-2,7.6417850762545978,1.7889999999999999,0.46600000000000003,-2.3782819118172E-2,0.33474097651095802,0.30780236227734398,2.4526109496472301,null,1.9643254513925605,6.5504877056994992]
[0.51977171848445669,23.760295978418156,0.78900000000000003,0.36,-3.1517868637522498E-2,0.34764488297573698,0.308827350880021,2.3813341447650598,null,3.1465938169835077,12.299286050614917]
[0.7046494964717438,26.409635838647812,0.57799999999999996,0.45600000000000002,-3.0350693821279501E-2,0.391799776166943,0.279015718410484,2.3998633179371001,null,3.2544907840413946,18.360583859445047]
[0.69029910334254241,26.217521205486495,1.482,0.71099999999999997,-2.7774966969228002E-2,0.382670314384428,0.314671604318567,2.3486030785848602,null,3.2470465008373099,15.657373216090322]
[0.55982397253493421,24.369890635704397,1.202,0.57499999999999996,-2.46181272913026E-2,0.36966246933073799,0.29676259905580799,2.4630294082832198,null,3.1724715734454181,15.19204359270195]
[0.56886318230429478,24.504420021687189,1.236,0.74399999999999999,-2.3733038618096901E-2,0.33004257300747503,0.292271288357074,2.4147405293103601,null,3.1780933311124051,17.992583573898848]
[0.49164820522094521,23.318098959663569,1.921,0.33400000000000002,-2.72533374522923E-2,0.36294206036770499,0.29605497143249998,2.43558716965949,null,3.127393950233829,6.0093070761038963]
[0.71692669516664531,26.572448534484469,1.2030000000000001,0.78,-2.9592146340533702E-2,0.31742902194993999,0.31853560746877502,2.3313100256834698,null,3.2607565355113217,19.639255272758945]
[0.47607873339191542,23.06784467473344,1.7669999999999999,0.52300000000000002,-2.82999192920633E-2,0.33064282804623701,0.307056058346866,2.41625422105826,null,3.1163624354897359,9.91172006340053]
[0.37782384452549578,21.38384358024247,1.2070000000000001,0.45200000000000001,-2.3781195460230799E-2,0.34212637929100098,0.28476004740738498,2.52529023511519,null,3.0387847057394461,11.695155073164733]
[0.44338825613521948,22.52871672276553,1.329,0.71099999999999997,-3.1691197790676903E-2,0.39895354321778298,0.323635267822519,2.2932875287236798,null,3.0921751417165217,15.707142966209215]
[0.24451801525640671,18.696399750274736,1.17,0.78,-2.80591291475163E-2,0.39133677818051499,0.31923915568177702,2.4825073180329098,null,2.9009719967276899,21.15354478270535]
[0.96562603344184961,29.61232677214819,1.3129999999999999,0.48799999999999999,-2.1612590788217801E-2,0.32550827089519702,0.28506387606545203,2.3387813660144601,null,3.3710633471128193,10.791899409014533]
[0.82449876275814693,27.943245495231835,1.764,0.35699999999999998,-2.9941976503140399E-2,0.43678924777539602,0.30826387140401501,2.3941379419202198,null,3.3120094069281314,7.4568693787106666]
[0.48383196799307393,23.192968800064385,0.65,0.61799999999999999,-1.9634400829154498E-2,0.362019818959812,0.30160328628747302,2.4117115088879402,null,3.121893276501396,23.88508984748859]
[0.84707120679105574,28.219300871142853,0.98699999999999999,0.50600000000000001,-2.1159972450949398E-2,0.28630781298209901,0.30253212605822299,2.40185720489331,null,3.322020481453944,15.423852264177933]
[0.71963049653047162,26.608116925510963,0.53300000000000003,0.67300000000000004,-2.5787607649705099E-2,0.32429615923127197,0.29273702969932203,2.33336448705175,null,3.2621239845714141,29.090376098467953]
[0.93579711875407245,29.270283203497449,0.59,0.46500000000000002,-2.7789720816717101E-2,0.38305820573389898,0.31049052611738598,2.3022512479889099,null,3.3592423309949138,19.188684765051018]
[1.4513113812524403E-2,6.3468998576603797,1.89,0.38900000000000001,-3.26208138432958E-2,0.36364425557029401,0.31068916270330399,2.4368983002328202,null,1.7634661943971692,4.9476036539983639]
[0.42395176972644488,22.198711862815216,1.375,0.73799999999999999,-2.84600670971999E-2,0.33165309182590202,0.29214834744497198,2.3242847432237101,null,3.0770758660235682,14.566292880087584]
[0.14661044783834021,9.2809234961387155,1.198,0.30499999999999999,-2.81337800401277E-2,0.44371967556299902,0.31949913690547499,2.3711212829961799,null,2.1714992797077599,5.8470623222757343]
[0.50801815604621581,23.576982475881557,0.91600000000000004,0.69899999999999995,-2.6824020054496901E-2,0.38570241484527001,0.28383196365537999,2.35604489353612,null,3.138679178629062,19.107530963166266]
[0.79315018825343342,27.553513508354474,1.6990000000000001,0.505,-2.4440397936561602E-2,0.41023017028664099,0.28630271668174001,2.3997151806681098,null,3.2977030093455286,10.027571411943201]
[0.24911087832591949,18.799761039009393,1.6870000000000001,0.54600000000000004,-2.6557433360787301E-2,0.37119849432850599,0.321984440847224,2.38346864732056,null,2.9066390768213743,10.433521752285627]
[9.8820905722074581E-2,8.5146284604861613,1.4350000000000001,0.308,-2.4891390495510299E-2,0.418668310352178,0.30375405395545502,2.3666474063107001,null,2.0799689017366241,4.9142326712702467]
[0.56852736236297863,24.499441256047202,0.64200000000000002,0.38400000000000001,-2.6686310976363301E-2,0.42686322392974801,0.28120441921417999,2.3383536187991898,null,3.1778858391961071,13.019587655309479]
[0.67678111669309293,26.034715256002293,0.64200000000000002,0.40200000000000002,-2.0379853556952099E-2,0.399000584923482,0.30217175684763797,2.42166202217585,null,3.2399110800608906,16.199386670038649]
[0.83962703284526041,28.128671518360079,0.85899999999999999,0.56699999999999995,-2.71957282640037E-2,0.35834499263601099,0.30784910831976298,2.4894234516883702,null,3.3187448722993085,21.219924298053108]
[0.30964049245251746,20.081998643504235,1.129,0.621,-2.3037957153506702E-2,0.345721264137063,0.289590128109455,2.3792483532955,null,2.974393323722285,14.53384109494227]
[0.47126975456869569,22.989723388578877,1.976,0.74099999999999999,-2.7795497174229099E-2,0.387068550588474,0.299012875744602,2.36963005225839,null,3.1128936717650917,12.482018096341632]
[0.71611806048333027,26.561768011735857,1.3340000000000001,0.71399999999999997,-3.1093794047098101E-2,0.28107043070116,0.298311195743728,2.4477838195144699,null,3.2603467031913729,17.237926954617805]
[0.59604946868781883,24.90271312280494,0.628,0.59899999999999998,-2.33828475813922E-2,0.41555606462368,0.296952868049635,2.44722586408776,null,3.194554353999155,24.288596173521569]
[0.29880014389558973,19.862252440628389,0.97699999999999998,0.64900000000000002,-2.0497483144133501E-2,0.44310437793818003,0.29907857523643899,2.41118979757761,null,2.9631030725125029,17.804287942230054]
[0.98980047219949896,29.885673546383778,1.8919999999999999,0.34499999999999997,-2.5319582790387801E-2,0.380381757378707,0.30320743681409301,2.3415213257934799,null,3.3804107446527616,6.3764446721969401]
[0.42447376336572584,22.207672282900173,1.6719999999999999,0.59599999999999997,-2.5280331925403798E-2,0.35471469868315197,0.313080796567904,2.43511179171833,null,3.0774888740344224,12.297785430990086]
[0.75615123570076181,27.083486904250172,1.752,0.77600000000000002,-2.5751386944403199E-2,0.36122075891898198,0.285112547259186,2.3454869967028098,null,3.2801722898543484,13.756828115531739]
[0.53462584399824875,23.989027317152846,1.984,0.34399999999999997,-2.6763582268933502E-2,0.45108172593116203,0.302082366735481,2.5211538298096401,null,3.1563823209124688,7.1963910639949038]
[0.85451879267810804,28.309574126177434,0.754,0.74,-2.8142723225428799E-2,0.38108868245212002,0.309527767698832,2.3354006891716801,null,3.3252725861624546,26.173345562846986]
[0.40878135249724823,21.935846944755546,1.617,0.70499999999999996,-2.8320924176543499E-2,0.396860503611768,0.27781492324209001,2.3775127680765702,null,3.0648832104223764,12.779718541249501]
[0.53146913099506288,23.9406872074834,0.876,0.59299999999999997,-2.11847903455189E-2,0.42785523609464399,0.29474475398452998,2.3737025841264998,null,3.1543215896416688,17.557021466401164]
[8.6079780216070434E-2,8.28023970572408,1.391,0.79500000000000004,-2.4542668165499899E-2,0.42497898643674598,0.30761476442896901,2.30895019611089,null,2.0502079987928661,12.229306214566455]
[0.6456585813375314,25.60677109230005,1.972,0.75,-2.4464912283925399E-2,0.36039468781454898,0.32372420259506302,2.4983760908131001,null,3.2230053499688718,15.897989576666953]
[0.22893463769397904,18.338260305542299,1.522,0.35299999999999998,-2.1750816754422801E-2,0.42811393033664402,0.30282050921162701,2.3910923199199199,null,2.8810836297973235,7.0690665731613782]
[0.2393015835368385,18.577820660090051,0.68100000000000005,0.745,-3.04646877350183E-2,0.363828816245652,0.31126908162115002,2.4655476306793802,null,2.8944307323898402,28.51451354210494]
[0.38628477023440655,21.536887822146696,1.341,0.55800000000000005,-2.95848212561684E-2,0.45868076164017901,0.31086633403318997,2.3567044972572599,null,3.0460891112554953,12.615941294430502]
[0.66606688866505148,25.888524161955782,0.88400000000000001,0.49099999999999999,-2.5641658212188601E-2,0.372957448580579,0.297490832256877,2.3406108279738902,null,3.2341679618282968,14.570126090800205]
[6.2442997592523364E-2,7.7938100685381997,1.5960000000000001,0.318,-2.6477593223423801E-2,0.379417266833178,0.297415082492619,2.4375705522520299,null,1.9854564277265534,4.7954715919995605]
[0.15468875114595804,9.3972825578128081,1.573,0.54300000000000004,-2.3975271048180501E-2,0.343770584528654,0.31698018462926197,2.3834526924719799,null,2.1846917576504166,8.5362534462613056]
[0.44921306599990996,22.62619891937856,1.8340000000000001,0.77800000000000002,-2.82319663613919E-2,0.39127591413125301,0.30294319054155799,2.3621824447920701,null,3.0965921223330972,13.832660317361928]
[0.35599060696081142,20.980808278454226,0.995,0.443,-3.1394497489914602E-2,0.39471631553986097,0.27712698537573099,2.4531411941875501,null,3.0192895483187727,11.931613088528271]
[0.9107244779443342,28.978538555863405,1.3759999999999999,0.502,-2.7317154950974198E-2,0.40362722055509498,0.28858447047219798,2.31481922196037,null,3.3490480063865702,10.725197573231577]
[0.99211439129089218,29.911661719453154,1.956,0.43,-2.1424449769620602E-2,0.40931981044798998,0.29970867346478702,2.4052711969984402,null,3.3812949067468359,8.4133065181725826]
[0.7115676399948212,26.501552860546884,1.18,0.30499999999999999,-2.8432495633779298E-2,0.43081718699759403,0.31981953102226501,2.4060705514937601,null,3.2580329824505494,8.5940438696860912]
[0.2022487853898709,17.695382709639688,1.988,0.505,-2.9133616216524799E-2,0.30652895815193199,0.28127929588682998,2.3118190990530101,null,2.844358962264828,6.6541281634632004]
[0.48603604973717229,23.228355630330622,0.79600000000000004,0.49199999999999999,-2.73875594850349E-2,0.34611220820903998,0.30238080135827899,2.3754964691807898,null,3.1234519398626408,16.109313990855753]
[0.31450072609018753,20.17927090453405,0.71599999999999997,0.66100000000000003,-2.5205626478345001E-2,0.39843304767343601,0.29738409506100499,2.35254336204176,null,2.9793506037609485,21.128224291863493]
[0.1845274386880883,9.8027002650603805,1.073,0.51200000000000001,-3.2436699314826997E-2,0.363201554943889,0.310885700005051,2.2509765791459202,null,2.2293405582608288,9.2502738919909717]
[0.32514225052463186,20.38965846609657,1.43,0.755,-2.7931375200123398E-2,0.45633964836713897,0.29789393707769202,2.46801943249864,null,2.9899892125934913,17.345916888109521]
[0.62821924224121017,25.362458240619006,0.8,0.435,-3.0695026808061601E-2,0.35401501819117998,0.29424001697973901,2.4441825282269898,null,3.2132241282907126,15.231847009406737]
[0.59092353446436507,24.828321569820904,1.891,0.76600000000000001,-2.36212527282426E-2,0.47182017812258997,0.30611428272823199,2.3849414654622798,null,3.191500345262404,15.041245506943939]
[0.37753405785500915,21.378571621184669,1.583,0.42099999999999999,-2.1649974205819499E-2,0.42723201978175501,0.33537215890921301,2.3098821436164401,null,3.0385321353254775,8.7626457212253026]
[0.57839246631625874,24.645090809075302,1.149,0.47299999999999998,-2.4021387988950201E-2,0.42083513420854801,0.28787993260177902,2.2835595826785799,null,3.183938111338612,10.595478910420129]
[0.21867977474192157,18.095891717176812,1.077,0.437,-3.4989749270320898E-2,0.32592041318946202,0.30311095447854502,2.5227710202364899,null,2.8673962042934291,12.263690914818531]
[0.70119374025753389,26.363552388932536,0.54200000000000004,0.44,-2.33292386868699E-2,0.35047884049948103,0.30732506735639697,2.3431631251530498,null,3.252710135456538,19.416522093972887]
[0.22918473705794784,18.344102732319751,0.76300000000000001,0.61399999999999999,-3.2248133159738998E-2,0.35004681969482898,0.30667057998330799,2.3673487689465502,null,2.881411269982777,19.378760959538571]
[0.17766711734734097,9.7125778156352638,0.54600000000000004,0.46,-2.8268645175318099E-2,0.37725195456652999,0.29970051584804203,2.3050853581270898,null,2.2195865731717621,13.579813093022496]
[0.93637066960493931,29.276911005920148,1.04,0.36499999999999999,-2.9171641952669601E-2,0.35503376299295702,0.29395501372899502,2.4799539378298898,null,3.3594727205775921,11.364450933603946]
[0.3626312562907763,21.104669390374241,1.1519999999999999,0.72699999999999998,-1.7811102014118702E-2,0.35863664952234198,0.30119291271069598,2.3968582946341099,null,3.0253213842872761,18.008747525474309]
[0.22990499907271611,18.360910570485281,0.55000000000000004,0.47699999999999998,-2.8612578224028799E-2,0.35539483476990802,0.29355208798877203,2.4685826049510702,null,2.8823532460973382,20.26991967979971]
[0.69930162970272447,26.338272464402102,1.2889999999999999,0.55600000000000005,-2.58626214498421E-2,0.43429557834361399,0.29019058327903402,2.3703328486962301,null,3.2517319791347523,12.961774101875099]
[9.5606579710866169E-2,8.4569961619675347,1.3,0.45,-2.6677257452233899E-2,0.38511281197915398,0.297918559663854,2.2750918237593498,null,2.072733108833225,6.8090865424088056]
[0.31942223397912184,20.277006603036689,0.60199999999999998,0.44800000000000001,-2.20519508406813E-2,0.393698751649939,0.291185524854086,2.3340058545547802,null,2.9843068632820273,15.504428043570986]
[0.9058718251293818,28.92161128035352,1.0569999999999999,0.50600000000000001,-2.4971666850682198E-2,0.40240451143379802,0.28650156874758298,2.43806921720223,null,3.3470466401389896,14.556299905471173]
[0.33182232310851989,20.51997089002132,1.1060000000000001,0.48099999999999998,-1.78348738631641E-2,0.39481182518357899,0.29783265706182799,2.3621873950484602,null,2.9965223457253489,11.662803761053322]
[0.60188881988824339,24.987069645146541,1.47,0.47499999999999998,-1.52115034607396E-2,0.40617363099767301,0.28935921646187202,2.3386601124361701,null,3.1980062058294583,9.6994731950673501]
[1.8460342642053207E-2,6.5190598507816109,1.92,0.45900000000000002,-2.7319506467996801E-2,0.361421135207522,0.32429171577375598,2.3566890808727301,null,1.7926239909388757,5.5334380456664078]
[0.59258536646656601,24.852474591162974,1.2070000000000001,0.56599999999999995,-3.0046549481078901E-2,0.33167647635474401,0.29246130741982201,2.48722838686425,null,3.1924929264169255,14.998707015428092]
[0.48799906239512159,23.259804570807798,1.0589999999999999,0.73899999999999999,-2.7300687950904599E-2,0.41570364147419298,0.297618620462825,2.4568532177506799,null,3.1248351165898214,21.031466871705771]
[0.8325451844232864,28.042079651404286,1.4510000000000001,0.35699999999999998,-2.8430216343269199E-2,0.40987666503286302,0.29627885091788803,2.3259632461078001,null,3.3156051322239097,7.5649250589189032]
[7.8149121517270714E-2,8.1254823931129163,1.49,0.309,-2.28187008856513E-2,0.39606561240903099,0.30001119523592601,2.31848815735448,null,2.0300597829826312,4.4540222698053435]
[0.12435932369490899,8.9427040799258091,1.4139999999999999,0.4,-2.3066964719773299E-2,0.39114920854026902,0.288334448294151,2.4413103610970599,null,2.1321317545593579,6.7654536637208542]
[0.55421846721447565,24.285918484323371,0.72399999999999998,0.59099999999999997,-2.9157895400646599E-2,0.39360240408966302,0.31823815219997098,2.3523226070911298,null,3.1689464251312258,21.339276160194292]
[9.8703295335085484E-2,8.5125363936741909,1.536,0.54100000000000004,-2.8711622392049399E-2,0.41583658345774999,0.30530449119290198,2.4663093162543501,null,2.0797071567722019,9.1209854118971414]
[0.63442446327384239,25.449773100685,0.56699999999999995,0.372,-2.8232271223790701E-2,0.36507791081215901,0.28446196026082798,2.5045063376562302,null,3.2167308339859244,17.157975777186369]
[0.89427105212337799,28.784899575345971,0.96299999999999997,0.42199999999999999,-2.8275076607060499E-2,0.44556484241398397,0.291158806185355,2.3072560845074599,null,3.3422239021865008,11.497046424864719]
[0.59546055919553964,24.894182716420858,1.911,0.33700000000000002,-2.0698041523965E-2,0.33162738388681801,0.29888461604282202,2.4142917409039999,null,3.1942046270125268,6.0838945407845557]
[5.0137917506398066E-2,7.5034455632786905,1.034,0.38800000000000001,-2.9386703403148799E-2,0.36526897051291102,0.289417233676182,2.4260014175225799,null,1.9446994796205015,7.5304002255214426]
[0.43174407864951081,22.331904726197099,1.599,0.53200000000000003,-2.4587917851835801E-2,0.37828015715347102,0.28980530227024498,2.3726010819212799,null,{"$f":"-LN(-LN(1-(1/B240790)))","v":3.0831975418260003},{"$f":"D240790*(C240790^((E240790*J240790)+F240790-1))*EXP((G240790*J240790)+H240790)","v":10.050386591457823}]
[0.87304748702881352,28.532470861380684,1.2849999999999999,0.58199999999999996,-2.9842168044723599E-2,0.40508881783553002,0.29895561557467598,2.3643290678272701,null,3.3332574508555219,14.089329331810925]
[0.76360000913046111,27.179023512545406,1.4379999999999999,0.50900000000000001,-2.3202741776297001E-2,0.34421117601164097,0.29462832357763502,2.35366935467122,null,3.2837605236041516,10.804432216740354]
[0.30515410582563196,19.991528647499514,1.7949999999999999,0.71199999999999997,-3.2006576241735099E-2,0.38798915624493602,0.29819586377292501,2.39504965314097,null,2.969760535671174,12.51974949497122]
[0.71123634216588827,26.497161328451462,0.73299999999999998,0.63300000000000001,-2.6458042442906799E-2,0.405009802476752,0.319319194359028,2.4317457665458999,null,3.2578640315332055,25.18736810703799]
[0.43550501014795562,22.395759669325308,1.157,0.77200000000000002,-2.84995171465659E-2,0.348660113127713,0.27922150805600399,2.3765174566894398,null,3.0861191367911367,17.666075603379689]
[0.40504274464871459,21.870320622878467,1.163,0.624,-2.3404037161731599E-2,0.38346491394280202,0.310165414025797,2.3368806784262599,null,3.0618205571420885,15.044723470739099]
[0.54656680531051216,24.170605796767418,1.4470000000000001,0.38200000000000001,-2.97692063140409E-2,0.34011792602747798,0.30047105307652799,2.35085242501725,null,3.1640852573855223,7.8507494241543982]
[0.40043692256960672,21.789177513498103,1.762,0.69399999999999995,-1.98130521273026E-2,0.36932981796487802,0.28575863137240798,2.3737908612806602,null,3.0580149358550779,12.070910772872768]
[0.3998086050893398,21.778072027925511,1.6319999999999999,0.373,-2.8861273753845999E-2,0.37791007590493703,0.31328203659043502,2.4733887082852002,null,3.0574929583315318,8.1428797097570325]
[0.14928548135875319,9.319801519727978,1.482,0.40799999999999997,-2.7072925763802099E-2,0.38051167705391498,0.29610388819026001,2.4766637969623901,null,2.1759265960724874,7.0823069790692141]
[0.12490850142045551,8.9514000907978097,1.885,0.746,-2.8665270151082299E-2,0.320040772919859,0.31015563052645501,2.4067457923872002,null,2.1331636394953595,10.029397398774185]
[0.41946080041704881,22.121391907207119,0.64100000000000001,0.35699999999999998,-2.65887611261343E-2,0.37802727324388802,0.28551043085921401,2.3804544760420199,null,3.0735048903568321,12.691129900316975]
[0.51584652191898162,23.699309669565594,1.0609999999999999,0.35099999999999998,-2.71619391698645E-2,0.39941028355196101,0.30872670955876702,2.2896607945321601,null,3.143967656613825,8.7819635654829113]
[0.20829903955310392,17.844687429397638,1.907,0.75900000000000001,-2.15343192566551E-2,0.376052515789911,0.29524495570903803,2.3821107781472599,null,2.853009155822408,12.258950083709008]
[0.79156058523092898,27.533547845481984,1.012,0.503,-1.9780591663596501E-2,0.41955273716256902,0.28133706931084501,2.4239687891744901,null,3.2969645623096047,14.248621838712545]
[0.6593465829845705,25.796227767099825,1.0760000000000001,0.433,-2.3886043222793599E-2,0.41539695750126698,0.2974652977169,2.3554821093187499,null,3.2305250335928726,11.369779041104694]
[0.90577990748826764,28.920531509704247,0.63200000000000001,0.68400000000000005,-3.0861511362456601E-2,0.36698934125495403,0.317589884867857,2.4111391992222102,null,3.3470086403927448,30.944116942659374]
[0.81021140091646815,27.7665580001722,1.07,0.77300000000000002,-2.11411930021746E-2,0.30622538951521,0.265549058919684,2.5340885848643402,null,3.3055488655314771,22.258627503494456]
[0.55283729896062517,24.265163045151482,1.3320000000000001,0.30599999999999999,-2.5677323305542701E-2,0.38512595067006,0.30229254651753001,2.3975579152614999,null,3.1680731931572521,7.1812877763081433]
[0.48232741139461721,23.168766631661569,1.5429999999999999,0.71699999999999997,-2.8971350862827799E-2,0.40411901224027602,0.30753607449847598,2.3713448804969901,null,3.1208258563509763,14.891133885780373]
[9.8065331404965095E-2,8.5011664378633363,1.2490000000000001,0.65700000000000003,-3.2371663349160397E-2,0.28991350922068398,0.28844351093194398,2.4155879980499901,null,2.0782834240182462,11.269979234772375]
[0.3021689649877416,19.93096301569004,1.2110000000000001,0.71299999999999997,-1.76613799324968E-2,0.32256914021306099,0.30859152015364399,2.4039255510909201,null,2.9666470480330864,17.139936678413044]
[0.25929322247365361,19.025566807472849,0.57999999999999996,0.50800000000000001,-1.9674215203900801E-2,0.33457860931412597,0.29154036117670301,2.2766342159261002,null,2.9189088757972574,17.186005622263174]
[0.77433376553005839,27.31587690458985,1.3380000000000001,0.39600000000000002,-2.69146884858492E-2,0.41914947444859901,0.29505102907003999,2.4152277476388999,null,3.2888782294476986,9.6250515107558456]
[0.35312137735875382,20.926934332861229,1.01,0.64700000000000002,-2.4709485369730801E-2,0.37572803703542401,0.29417573441934303,2.5097231812755298,null,3.0166545727955012,19.197640122227931]
[0.51730132740874313,23.72194015163009,1.1970000000000001,0.36499999999999999,-2.79041172529472E-2,0.33188252379526401,0.31079020526077999,2.35294328346041,null,3.1449429637374711,8.9047308702835721]
[0.40407397706338888,21.853291820995054,0.98899999999999999,0.30499999999999999,-2.6236647758282401E-2,0.37641178336817499,0.28077812054815299,2.3998730513116202,null,3.0610231046661536,8.0019371429350681]
[0.29953630064887427,19.877300055204355,1.954,0.78400000000000003,-2.5909744996160701E-2,0.33446493374431302,0.30718692446060097,2.47564026966382,null,2.963880278375806,14.090338797197917]
[8.1174358991507045E-3,6.0073130036854669,0.89300000000000002,0.67,-2.0755623793882599E-2,0.43142280797212901,0.31803341185043899,2.5042418103985802,null,1.7033194730668739,15.086839277005497]
[0.63767871651947083,25.495393652823108,0.96799999999999997,0.53,-2.3952148340129899E-2,0.415391937266675,0.31239626224178102,2.28272228776,null,3.2185581483891785,14.509884815607318]
[0.44239572058716337,22.51204224531774,1.2050000000000001,0.68600000000000005,-2.4128029525341699E-2,0.39359641727859601,0.30646337863390699,2.3374924373816501,null,3.0914176519513163,16.135627741989854]
[0.41894535667738375,22.112491209229848,1.698,0.35899999999999999,-3.0372319325585401E-2,0.39802627141998598,0.309797299495429,2.3706147280878298,null,3.0730929970222625,6.8900941365737074]
[1.4048440938226436E-2,6.325162298466986,1.429,0.66400000000000003,-2.1871090873513899E-2,0.34012223231866101,0.27826945116034701,2.4891746928699598,null,1.7597231304337739,10.176488775912718]
[0.15008962867626185,9.3314205042379257,1.387,0.36199999999999999,-2.7097166110377002E-2,0.41200104935438803,0.27873556949157602,2.3789334126638302,null,2.1772459287573787,5.801043864513697]
[0.43509894411490435,22.388878593219513,1.4139999999999999,0.48499999999999999,-2.9849779152367101E-2,0.32744659372164903,0.292459276890149,2.30143677516506,null,3.0858047128104191,9.1651269929340291]
[0.17751681614675685,9.7105840421697813,1.921,0.44500000000000001,-2.4268815101382801E-2,0.42435972609654798,0.30140313883105901,2.33076245829159,null,2.2193697049015362,5.9241595712814865]
[0.25733930178517472,18.982584785638398,1.7250000000000001,0.38800000000000001,-2.7687207825885501E-2,0.32791959322663899,0.28488076123384198,2.3723096053897001,null,2.9165849025914588,6.3342660473210506]
[0.72748034081946478,26.711293652252163,0.873,0.52700000000000002,-2.4440774407709101E-2,0.39395499290346397,0.29036110880425298,2.35561050546425,null,3.2660690594835908,15.745426119092713]
[0.80184345106008936,27.662350103870203,0.56699999999999995,0.54600000000000004,-2.22531844314325E-2,0.39022684646731498,0.280847248580329,2.4551743437287001,null,3.3017188610471773,23.688465605017466]
[0.97131163701851642,29.676920332755628,1.9219999999999999,0.39,-2.50748564629307E-2,0.39777884483548098,0.30442531953498198,2.2423843180021499,null,3.3732800943770873,6.546640141308596]
[8.7253338906656541E-2,8.3025243925415708,1.9930000000000001,0.66700000000000004,-2.7372681253728E-2,0.36760575410255603,0.29561098673085401,2.5046973898477098,null,2.0530760527128775,9.3162704814925483]
[0.11759979823911726,8.8340546135768143,0.54200000000000004,0.50600000000000001,-2.5479750739080199E-2,0.43204921772653199,0.29325886238006199,2.56397782419271,null,2.1191484182943374,17.906318161212596]
[0.40188949113382122,21.81481829621324,0.98299999999999998,0.52100000000000002,-2.4690715055285299E-2,0.30494987051295402,0.30298242697613997,2.5888134787042798,null,3.0592190580229617,17.759319483412977]
[0.58083842552339859,24.681010656461631,0.64300000000000002,0.41599999999999998,-1.88076280852255E-2,0.447344295262596,0.298713233775869,2.4462404252180199,null,3.1854250970630176,16.300807511597359]
[0.95379530394878342,29.477306670056777,0.82199999999999995,0.45200000000000001,-2.7059610975723399E-2,0.374722439272621,0.30109360670969099,2.3347324912144098,null,3.3664137385779123,14.800848414880209]
[0.35562325974977482,20.973922951551081,1.0860000000000001,0.45500000000000002,-2.15784088138023E-2,0.35771724018371098,0.31366012548009298,2.3421058879215999,null,3.0189531737479611,11.509924582830729]
[0.17534800754532442,9.6817198702149554,1.899,0.63,-2.2601446420388301E-2,0.36380098305284803,0.28740751193920999,2.4440726283076799,null,2.2162247778798116,8.8362353333385855]
[0.64050659797037091,25.53494256637893,0.95199999999999996,0.75700000000000001,-2.4802652152461802E-2,0.36413261704257699,0.29335879164737999,2.3763351078033299,null,3.2201395672656474,21.710728363140962]
[0.76339378332554242,27.176384786055568,0.97299999999999998,0.31900000000000001,-2.47001364909499E-2,0.39333624032787501,0.29581866031570397,2.2634188599054701,null,3.2836615891304302,8.2568913079378241]
[0.53448203499339264,23.986828215417532,1.244,0.79200000000000004,-2.59149844432736E-2,0.39798816890199101,0.28583191278741799,2.4239161105462599,null,3.1562886657215281,18.983938952017557]
[0.86425316951471431,28.426974848777174,0.56200000000000006,0.42299999999999999,-2.3723716338368901E-2,0.32354570385456199,0.29216458322531702,2.3941658008163502,null,3.3294861982273694,18.951190233710133]
[0.7141037948179827,26.535137153862081,1.548,0.33400000000000002,-2.5618012641250298E-2,0.45157472722742198,0.30458327009958602,2.3567874464024698,null,3.2593240933610321,7.2194691972308016]
[0.3256247809401539,20.399116088184122,0.54900000000000004,0.46200000000000002,-2.3034762300220099E-2,0.35048446227427299,0.28781210607114999,2.3523856564312098,null,2.9904648043743394,17.666687854307767]
[0.56649788366073617,24.469321467734321,1.714,0.39700000000000002,-2.8820731003922E-2,0.42950118796027298,0.314999453237095,2.4512176084658699,null,3.1766296666193532,8.7696953943228735]
[0.67698669805056988,26.037508968062788,1.806,0.59,-2.55823757047869E-2,0.44218859558084,0.29000269838885401,2.4113173513151498,null,3.2400205104364148,11.52562667304996]
[0.5623919122594716,24.40821870193659,0.85399999999999998,0.67700000000000005,-2.2690420451920799E-2,0.40613548644464098,0.27912920875283598,2.4161324661791301,null,3.1740764620774096,20.432335182638393]
[0.75616970462907573,27.083724363842094,0.57599999999999996,0.62,-2.1357170248317299E-2,0.48062245416226301,0.29270803231541997,2.4012868646855199,null,3.2801812245193922,24.7430769371224]
[0.70310697667288202,26.389079912433861,1.502,0.30399999999999999,-2.7127494384552999E-2,0.37763480188392401,0.29068970233392599,2.3621327636626002,null,3.2536969019483668,6.2222954912972401]
[0.18809152085826797,9.84885967081782,1.0369999999999999,0.312,-2.5137352829348099E-2,0.381693355172735,0.28678555152207302,2.4090159661177402,null,2.2342997338485198,6.427103195395568]
[0.97236900015918515,29.688912059763865,1.0169999999999999,0.48199999999999998,-2.8284888431616501E-2,0.383387526787003,0.29926838751999202,2.5143670644577099,null,3.3736910908134154,16.154394243731065]
[0.82160415104001638,27.90757312257589,1.847,0.64800000000000002,-2.9965149471220701E-2,0.41529701943438002,0.31928161167642199,2.4353388843100099,null,3.3107084132375846,13.997820744640297]
[0.33793956925411583,20.638158043324857,1.329,0.77200000000000002,-3.2541794546712702E-2,0.37643013055480301,0.28142902895899802,2.54997169450886,null,3.0024108859728615,18.746685955559169]
[0.62648934527364342,25.33803974469679,1.976,0.76200000000000001,-2.77730875123872E-2,0.394801640557569,0.29164334482673498,2.35350038801114,null,3.2122412371122184,12.75054379680072]
[0.48032221115811213,23.136452397731873,0.69399999999999995,0.56000000000000005,-2.03533265831756E-2,0.38436438241894799,0.31189541295721601,2.5799030674185501,null,3.1193988799399195,25.055267526116253]
[0.47022711483456048,22.972733328981278,1.722,0.65600000000000003,-2.1849436715862099E-2,0.32408569566971601,0.33743942963696499,2.3987101429191902,null,{"$f":"-LN(-LN(1-(1/B250518)))","v":3.1121376781281032},{"$f":"D250518*(C250518^((E250518*J250518)+F250518-1))*EXP((G250518*J250518)+H250518)","v":13.776539977012739}]
[0.6206465309989545,25.255314817970088,0.63800000000000001,0.69899999999999995,-2.6705751485250999E-2,0.34130701392620799,0.29831989177746798,2.36023012320473,null,3.2089041999046772,26.949013472308494]
[0.16308317153265206,9.5150189857387666,1.0009999999999999,0.71499999999999997,-2.8082725014295502E-2,0.40225648626460497,0.29777658749728703,2.3937761091670802,null,2.1978652117929833,15.06112678630558]
[2.2859731587014154E-2,6.6904042263248069,1.94,0.56899999999999995,-2.8934301259239601E-2,0.35819170448999599,0.294920402520853,2.41837768458476,null,1.8208196086285089,6.8982510272973983]
[0.84953245281804346,28.249177730793395,0.91200000000000003,0.45400000000000001,-2.3699365992449602E-2,0.413175208456803,0.307342175648468,2.4482897524070499,null,3.3230979704639236,15.506665060604821]
[0.92613733480383842,29.158350579595666,1.3720000000000001,0.47299999999999998,-2.3139628832567399E-2,0.484053217923825,0.31330675475057101,2.3949233890079,null,3.3553433910264205,12.302240401747808]
[8.7236166992747277E-2,8.3021993995053371,1.2290000000000001,0.47699999999999998,-2.7144784748024901E-2,0.402611771468943,0.311009600919052,2.53327850750581,null,2.0530342851077932,9.9431089388840626]
[0.80566679687815723,27.710030188505602,1.669,0.50800000000000001,-2.5228704814352701E-2,0.360054900295178,0.29528745086371599,2.2290783867484798,null,3.3034730918447082,8.6433742778180545]
[7.5348884712543085E-2,8.0689754950256418,1.2829999999999999,0.74399999999999999,-2.4851198935780201E-2,0.35071067907438203,0.31263559600838398,2.4090292132408102,null,2.0226003595086706,13.083113854926747]
[0.29056842753006185,19.692710360770171,1.3720000000000001,0.41399999999999998,-2.1437853979163899E-2,0.35057869584312801,0.30610442796204201,2.4547738112656101,null,2.9543042437860256,9.5047089063711336]
[0.43635198940917763,22.410102015570562,1.5109999999999999,0.79800000000000004,-2.5325878594690501E-2,0.30723939261393501,0.292508236008864,2.29577151983848,null,3.0867741784296543,14.222300765837101]
[0.80582631300892749,27.712017017024436,1.1659999999999999,0.78900000000000003,-2.7391047022926801E-2,0.39436372228813099,0.30253159870218299,2.3020738911412399,null,3.3035461238591499,19.251749793779982]
[0.7540729409093877,27.056747203226941,2,0.311,-2.1518942980552298E-2,0.35576950796183798,0.29519559526841299,2.3838241483364402,null,3.2791656696007041,5.4108117748102034]
[0.88924562817381148,28.725401275944353,0.51,0.755,-2.6834798366733199E-2,0.35242248762099099,0.30143580219538002,2.3207875889443601,null,3.3401177111051283,34.569670301277888]
[5.6692372226605059E-2,7.6620568228957158,1.1559999999999999,0.377,-2.6604302708614299E-2,0.37392326788970698,0.29409009440115103,2.4382335573747498,null,1.9671691761739163,6.9789741179242348]
[0.64996172948266384,25.666545877923074,1.419,0.33500000000000002,-2.5515737757707001E-2,0.37218417319244301,0.31125462396853598,2.2648372333351601,null,3.2253839710721874,6.8662774709231762]
[0.34820933156214873,20.834192933030565,1.911,0.41899999999999998,-2.17143434002742E-2,0.42869776716705199,0.295337752561459,2.3614167177999801,null,3.0121022555023207,7.1618673826178867]
[0.31671788752064911,20.223395231148743,0.59599999999999997,0.63100000000000001,-2.6241682643212201E-2,0.37722170164314101,0.28703591632595299,2.4501398703971402,null,2.9815912289169204,24.737058342303968]
[0.48978050278150942,23.288289884080452,1.9410000000000001,0.78600000000000003,-2.0011093627171499E-2,0.377065967361984,0.27807490104854998,2.2916035975499298,null,3.1260862984319986,11.769032595187536]
[0.55516388480146972,24.300110794501943,1.0269999999999999,0.58199999999999996,-2.32603717570951E-2,0.36319271473708198,0.30781523085242501,2.25426757515238,null,3.1695430914531135,14.435442060517076]
[0.24117910967805645,18.620647778582693,1.1060000000000001,0.69099999999999995,-2.8728826785839299E-2,0.28906179129273701,0.29545560161940199,2.3360154094298702,null,2.8967981774395106,15.522082344093539]
[0.38117757899126969,21.444710096194981,1.4419999999999999,0.66500000000000004,-3.0347723563412001E-2,0.38643805950800902,0.26336412274001197,2.2686750806079101,null,3.0416961027316489,11.06082911164113]
[0.35288545379887071,20.922494804124192,1.014,0.52200000000000002,-2.7730410597373599E-2,0.38096239727977599,0.31323142874478099,2.3398463093995701,null,3.016437125284317,13.802257570102867]
[0.81913535414574201,27.877098686900311,1.635,0.55000000000000004,-2.1479958006993899E-2,0.43519949643907302,0.31116970900573199,2.51822870531766,null,3.3095956490720244,13.979705086478624]
[0.70624927035037288,26.430930990851486,1.2070000000000001,0.52400000000000002,-2.6386696883768799E-2,0.41076379005032099,0.31456721118568598,2.2925271476699098,null,3.2553125512032071,12.721073910176408]
[0.48306771126468095,23.180679741863571,1.393,0.53700000000000003,-2.3136741123526199E-2,0.34626687972387099,0.29237685753113202,2.4701632741066399,null,3.1213514183967765,12.43348834173467]
[0.74043943144019397,26.88041467724408,1.3879999999999999,0.70099999999999996,-2.8933347737502099E-2,0.41005685407086501,0.30884814710186898,2.3244547286823698,null,3.2725021034168411,15.728099708111495]
[0.41430240254299766,22.032068443167347,1.282,0.64200000000000002,-2.5762824677746401E-2,0.322388070092401,0.302789262095432,2.3746073521457598,null,3.0693635963127668,14.480941446952142]
[0.69665623217615946,26.302870693444053,0.71599999999999997,0.55900000000000005,-3.13238431595112E-2,0.37474405849165898,0.30588102252399602,2.5115298593875002,null,3.2503605676129061,23.737203084254642]
[0.78380685482004231,27.435871121812919,1.8120000000000001,0.8,-2.3085349527815099E-2,0.40183776234688701,0.32265118709233798,2.4178820237537,null,3.2933440232889652,17.401912520914028]
[0.2078065894831812,17.832616784093798,1.4390000000000001,0.51300000000000001,-2.5562478680708298E-2,0.39371143567754802,0.29660701179694599,2.47930837707412,null,2.8523125998022607,11.141209675448776]
[0.41183741291415044,21.989188045197356,0.77100000000000002,0.73899999999999999,-2.73956082099845E-2,0.40486495364324798,0.29633465810000398,2.4453435410514799,null,3.0673694255973247,25.241337872793551]
[0.53134330050564438,23.938757339602788,1.1279999999999999,0.309,-3.3500237189641E-2,0.38964416601521701,0.30652223058129902,2.4448609351830202,null,3.1542392314330114,8.5938694156340265]
[0.221323116654906,18.158899985023552,1.7350000000000001,0.53800000000000003,-2.4865748322285899E-2,0.34426823005027701,0.282931818378302,2.3516183977981502,null,2.8709725780033826,8.5280633986084755]
[0.71875480285040616,26.596572173140657,1.643,0.42399999999999999,-2.7455376746578102E-2,0.39835629517149501,0.30901102528565,2.37757755851238,null,3.2616815883913315,8.8840435553910648]
[0.98595154144199793,29.842377913550294,0.80600000000000005,0.376,-2.7444760259296899E-2,0.40546065707323897,0.30189740192296599,2.5454276535162701,null,3.3789360145882137,15.418665778501605]
[0.80898671278277512,27.751340421675224,1.264,0.73699999999999999,-2.8004900550117E-2,0.42784055099380502,0.30359040013546701,2.4276874044716799,null,3.304990480353704,19.494902474603709]
[0.10436102272141001,8.6118039592669273,0.54900000000000004,0.59,-3.32305994819437E-2,0.371113309875021,0.31236373216878499,2.4138930948552599,null,2.0920517521171296,19.269930452274103]
[0.28406009434465918,19.556956197472886,1.3640000000000001,0.70499999999999996,-2.5935430376084801E-2,0.46826408767283501,0.29700163322421602,2.3873349030927802,null,2.9472026586854234,15.24591282512365]
[0.14658120571753397,9.280496550015167,1.502,0.43099999999999999,-3.1150400299632501E-2,0.34552846688903699,0.29137872735471398,2.3892225540741299,null,2.1714505511151261,6.5964790292333157]
[0.63608637407932056,25.473085588482142,1.2729999999999999,0.57399999999999995,-2.23855385239515E-2,0.36524349953295199,0.31865101880263602,2.5647758171401902,null,3.2176650243815188,17.537840313740102]
[0.20946488131960694,17.873207104375133,1.472,0.55100000000000005,-2.6215422004915001E-2,0.41120358489358699,0.30444799651749599,2.3550744214860502,null,2.8546530036028792,10.714226739216148]
[5.2245983098945348E-2,7.5555327991180565,0.97299999999999998,0.76800000000000002,-2.8076632895313501E-2,0.41544430780867497,0.307846128186266,2.3510914992373699,null,1.9521344348145229,14.963040106551995]
[0.90030687920853436,28.856139958512287,0.89300000000000002,0.48099999999999998,-2.1277791236446401E-2,0.43045633034351499,0.29420141976416497,2.4335153701855901,null,3.3447399304636547,15.770848115440991]
[0.46066510487689016,22.816031082050316,1.7509999999999999,0.78400000000000003,-2.4975136109634501E-2,0.382329608919937,0.28356289900114201,2.4964359295813598,null,3.1051379321358077,15.551194096978636]
[0.86059432328162644,28.382925544252014,0.98799999999999999,0.79500000000000004,-3.0047433431822399E-2,0.38671806043755702,0.30817598603617902,2.4335658090754699,null,3.327907311896376,25.49149473465431]
[0.53941181844653818,24.062045614634272,1.3680000000000001,0.50700000000000001,-2.5562066017880102E-2,0.404887017256361,0.301256451886804,2.5125554485443198,null,3.1594870472899639,13.109555720985952]
[0.11947902397288368,8.8645669869482742,0.65700000000000003,0.69499999999999995,-2.7980452808204999E-2,0.47538466129752099,0.28479951346274601,2.4976930312766399,null,2.1228116649659414,19.761828506115815]
[0.7017147110943317,26.370506934529232,1.014,0.45100000000000001,-2.8614473532322798E-2,0.38443126576065401,0.28827785708008502,2.3633873154315901,null,3.2529790599753525,12.121841409706315]
[0.10308141866636999,8.5895929202760932,1.0129999999999999,0.55500000000000005,-2.7276057358514901E-2,0.32676842578840998,0.29123373755458598,2.41667834624982,null,2.089302896280139,11.324120321755446]
[0.18349808795150435,9.7892860630722449,1.4019999999999999,0.73499999999999999,-3.1575958805016603E-2,0.43227897821817202,0.29096260193878298,2.4244301196759799,null,2.2278947589074098,12.796555556673935]
[0.37722088601595749,21.372871950902386,1.6910000000000001,0.64800000000000002,-3.0132976723438801E-2,0.45937253824445601,0.30622536807821299,2.3525668800982298,null,{"$f":"-LN(-LN(1-(1/B258134)))","v":3.0382590021972118},{"$f":"D258134*(C258134^((E258134*J258134)+F258134-1))*EXP((G258134*J258134)+H258134)","v":12.391339871529679}]
[0.25183513102236077,18.860619860569294,1.9370000000000001,0.72699999999999998,-2.49503080007215E-2,0.35391528705039899,0.291809678543269,2.38092325378059,null,2.9099608691157188,11.42832346432867]
[0.49927884756327134,23.439301990233215,1.4790000000000001,0.34300000000000003,-2.4469454541372899E-2,0.32495695004087199,0.290980621061948,2.3519837966244599,null,3.1326932863079731,6.6813675516513227]
[0.80749471835573938,27.732785809063746,1.1639999999999999,0.501,-2.7801293154239501E-2,0.40423264131807102,0.293674159889171,2.3928936923027302,null,3.3043092257276965,13.035930455390577]
[0.82029277031569281,27.891391357551644,0.52600000000000002,0.65300000000000002,-2.2870690740613001E-2,0.40124184979037802,0.29527366190320498,2.4012203287032299,null,3.3101176955432159,29.539966377157253]
[7.3013938180146565E-2,8.0210498626335713,0.55900000000000005,0.34599999999999997,-2.8069921885675E-2,0.37348401312911,0.29588411903065998,2.38353672556961,null,2.0162297081619101,10.135986663824783]
[0.17602495660315487,9.6907482958899394,1.4770000000000001,0.33300000000000002,-2.7805237948796701E-2,0.42234643054635401,0.30635731087995299,2.4734021915282201,null,2.2172095452664897,6.0721396325282484]
[0.49060741899935356,23.301494706844551,0.97199999999999998,0.74099999999999999,-2.9338318157335199E-2,0.37464722863591599,0.303577933681555,2.46382467512875,null,3.12666577300222,22.956969255939288]
[0.13678758947180736,9.1350270475507074,1.157,0.52600000000000002,-2.4871481958907999E-2,0.43599284963030699,0.29753873954655602,2.39094294530054,null,2.1547076040346846,9.9695284096807928]
[0.39311639879008686,21.659241743863877,0.77500000000000002,0.40600000000000003,-2.4973822469897201E-2,0.33387948553998098,0.31520294028088702,2.4910026002222398,null,3.051890595950987,15.499093594798159]
[0.48471348407094694,23.207131311840016,1.919,0.77900000000000003,-2.0845791416418302E-2,0.34459190558276698,0.28334678690791398,2.3524509598408301,null,3.1225173762221194,12.401747855551534]
[0.43682834384564151,22.418162260926998,1.167,0.71299999999999997,-2.1984924454623401E-2,0.40059718692715302,0.295607147891502,2.48803866850474,null,3.0871421165264024,19.284367925895378]
[0.582174270976622,24.700596129468071,1.2330000000000001,0.48699999999999999,-2.7512615284422899E-2,0.37479324717040802,0.31268181775043202,2.44327131230623,null,3.1862349525222902,13.075594076818467]
[0.47674502063565793,23.078637253868017,1.2,0.54900000000000004,-2.495338876178E-2,0.39728379393665703,0.31041072653175,2.37830291882057,null,3.1168407057989218,13.764303235068299]
[0.76230886890190919,27.162497078448741,0.91200000000000003,0.499,-2.0087852330164201E-2,0.34526770381486099,0.32000224576340303,2.5052194842394502,null,3.2831407321989974,18.672814222341071]
[0.69040271625286154,26.21891543389809,1.488,0.311,-2.5709539946930999E-2,0.36942015327390498,0.31201830341019399,2.3396550396514999,null,3.2471007262050282,6.692958798655841]
[0.79406960043813035,27.565052337500884,1.3029999999999999,0.65400000000000003,-2.8343139300988501E-2,0.39819716819280698,0.31701580527245599,2.4407046304061999,null,3.298129534195982,17.771499943554392]
[0.53918054748224631,24.058524643643196,1.2689999999999999,0.46200000000000002,-2.9943814865980699E-2,0.39077993146123202,0.28703722114040903,2.3674742082506701,null,3.1593375572233513,10.32388544265039]
[0.26175701554008923,19.079534723430207,0.91800000000000004,0.38700000000000001,-2.66228963656563E-2,0.40336964426778599,0.28871165960686301,2.3730431571286101,null,2.9218192089119523,10.226450946244446]
[0.58817601183830071,24.788314537181179,1.504,0.79900000000000004,-3.0464371262802499E-2,0.31493863247968801,0.320719271933112,2.4140041897912399,null,3.1898540639337809,18.054663446418211]
[0.21252326398548704,17.947648508130435,0.65300000000000002,0.41099999999999998,-2.84181059791812E-2,0.37822306210673601,0.28984664258076998,2.4131733872702199,null,2.8589310419082916,14.186284933079808]
[0.54909199324734359,24.208749805517897,0.502,0.66600000000000004,-2.92294699632446E-2,0.35807433721536602,0.29757218026770699,2.4536353138268101,null,3.1656958892309168,32.961748541024839]
[0.50323987519089541,23.501852733887553,1.351,0.57999999999999996,-2.63631071893006E-2,0.33037802264238703,0.29449240091088502,2.4287536703656798,null,3.1354172295182967,13.211173188963166]
[8.6686257677180412E-2,8.2917749330182868,0.56200000000000006,0.36399999999999999,-2.1763817386573601E-2,0.37754220848645798,0.29779438845240602,2.27009701452657,null,2.0516936198980282,9.5343698601980549]
[0.96579338954536398,29.614230799852731,1.8440000000000001,0.56799999999999995,-2.9843085308247599E-2,0.34582170195367301,0.29618503374897298,2.46888303414012,null,3.3711287606383213,11.471287906177464]
[0.65729508557873595,25.767958971178494,1.9890000000000001,0.58299999999999996,-2.45963799534453E-2,0.41692057258481002,0.29879843248890497,2.4642527403003802,null,3.2294066067277121,11.405120485466117]
[7.4386265424484121E-2,8.0493086393575375,1.61,0.41899999999999998,-2.6843250790862999E-2,0.37898434253389102,0.29774193568256901,2.43678437774558,null,2.0199910092578426,6.3392740866934325]
[0.78526819029418582,27.454316948370312,1.98,0.376,-2.4270593519512901E-2,0.40250653635287198,0.30027398307798098,2.3801747563076701,null,{"$f":"-LN(-LN(1-(1/B262102)))","v":3.2940287513836513},{"$f":"D262102*(C262102^((E262102*J262102)+F262102-1))*EXP((G262102*J262102)+H262102)","v":6.8782317479009931}]
[0.71722082230556383,26.576331899307579,0.71199999999999997,0.69299999999999995,-2.9370984145438001E-2,0.36553785376897402,0.30484083004512702,2.39278542704862,null,3.2609055060944572,26.26304087661449]
[0.18013608339299869,9.7452092076245513,1.6579999999999999,0.35799999999999998,-2.9101915684728599E-2,0.38959975496203197,0.30097806381709702,2.38321044632454,null,2.2231292993690577,5.3857891014611834]
[0.79483575026502551,27.574662588064562,0.73699999999999999,0.55800000000000005,-2.8813854227932E-2,0.439679621159065,0.29120263154387199,2.4177801460505699,null,3.2984846316371117,19.983490861132239]
[0.90550929640523603,28.917352281623739,0.56799999999999995,0.52500000000000002,-2.5667895844869199E-2,0.35575514980922501,0.30080959524583101,2.3672017932285101,null,3.3468967472635676,23.164536109701423]
[0.97301565659626887,29.696242682546682,0.51200000000000001,0.67900000000000005,-2.5149870275961099E-2,0.40970524840978301,0.31175399923797698,2.2629013511665201,null,3.3739422524956475,29.358220757333868]
[0.79410800610333965,27.565534191826554,1.714,0.42,-3.0355238107526199E-2,0.33075195768189403,0.284429536169298,2.4340023021895099,null,3.2981473416509335,8.0852057310546108]
[0.98206697631502571,29.79859566797435,1.8069999999999999,0.67500000000000004,-2.35251494196792E-2,0.35361701558056602,0.31525600766642697,2.4472996201072599,null,3.3774424942331622,14.725210824985179]
[0.73550753523898649,26.816227369260098,1.486,0.52300000000000002,-2.7133987508185398E-2,0.37693580655380499,0.29090988824123298,2.4758527998984001,null,3.2700654109934009,12.146490520657187]
[0.94095509609878791,29.329814641898043,1.5720000000000001,0.77800000000000002,-2.74502675241741E-2,0.42315705863807601,0.32253789186266901,2.3477099830090999,null,3.3613098075135395,17.78151013384797]
[0.89761975798927929,28.824453667929472,1.2250000000000001,0.68500000000000005,-2.2108612084994698E-2,0.40870895130438001,0.294941132675197,2.4720261861205399,null,3.3436216333933326,19.008043476835937]
[0.69004792063928622,26.214140824933697,0.71799999999999997,0.69799999999999995,-3.1105805343279998E-2,0.45306233871732798,0.30239256915207302,2.4145066422257102,null,3.2469150163527849,25.828156502857702]
[0.68092678718591926,26.090970384078922,1.86,0.69899999999999995,-2.7182502908274501E-2,0.34287651770052502,0.30777187955948598,2.45847698347773,null,3.242112302515272,13.953319615736195]
[0.48225706142091296,23.167634064902959,0.621,0.49,-2.3620106422707399E-2,0.35161295341031601,0.29656791407098498,2.3237322886588201,null,3.1207758773387471,17.813032560025309]
[0.30107893250680962,19.908772790353371,0.53100000000000003,0.67700000000000005,-2.7003002015703499E-2,0.348540616803375,0.29057846130887899,2.4540582325973301,null,2.9655038868080181,29.628706410082973]
[0.48471978064484111,23.207232426784991,1.1319999999999999,0.45700000000000002,-2.9284552274760699E-2,0.37143463982217301,0.29257493164124498,2.4635150828136299,null,3.122521830656118,12.240425392917553]
[0.30787127561024163,20.046400373252972,1.1519999999999999,0.32800000000000001,-3.0305204761419301E-2,0.381454085413588,0.31117314190340001,2.3681175684687199,null,2.9725729686579019,7.9891940443092739]
[0.25498200637577373,18.930511623073738,0.84899999999999998,0.46300000000000002,-2.2549320798464199E-2,0.36905845967102302,0.27835768821796503,2.4834759838842202,null,2.9137621271386633,13.992953708480419]
[0.83882699742625444,28.118907591771173,1.5940000000000001,0.49399999999999999,-2.8306475981438099E-2,0.371671032889408,0.30159866980699501,2.3736225083503899,null,3.318391334278616,10.303395172620311]
[0.63173689369262509,25.412008452907092,0.65800000000000003,0.755,-2.4701466199723399E-2,0.39185702628736602,0.29470563779933201,2.4992224520676798,null,3.2152156540686843,31.61105971578872]
[6.2598857577355504E-2,7.7972946210882821,1.2529999999999999,0.36899999999999999,-2.5511514478217499E-2,0.32723156824060001,0.30673427594299602,2.41392519419214,null,1.9859355564389403,6.4427635718621321]
[2.3796813994191868E-2,6.7247033800842342,1.2669999999999999,0.66700000000000004,-2.9069279557079102E-2,0.44456022446590099,0.28609314074604703,2.3982550941574301,null,1.8263690464264404,10.716573814451538]
[0.68104046763937831,26.09251056758756,1.931,0.64300000000000002,-1.9263607534592001E-2,0.36834690686182903,0.30502707035911802,2.32189180517795,null,3.242172500671082,11.161624473312479]
[0.64203895462185934,25.556336642668569,0.74399999999999999,0.65700000000000003,-2.3121876138584799E-2,0.379737529121489,0.30059385874769801,2.35670284457811,null,3.2209939979852558,22.427468736776902]
[0.3916386758922078,21.632866521281109,1.663,0.55600000000000005,-2.48978191374758E-2,0.43748150991811602,0.30154596185256399,2.4135864460672898,null,3.0506428425237924,11.265741448325125]
[0.22633802915171253,18.277412844257505,0.81899999999999995,0.66100000000000003,-3.0717021461206501E-2,0.32489308255140598,0.29635619636830601,2.3637743321940401,null,2.8776649370450258,19.202408776139841]
[0.582411810356947,24.704076454684184,0.71299999999999997,0.39400000000000002,-2.6135173860590201E-2,0.33226419989960698,0.31188353156887499,2.45721467305688,null,3.1863787946628745,16.016784841008647]
[0.49069394911845543,23.30287584175872,0.72099999999999997,0.45600000000000002,-2.29129054348081E-2,0.40434895463264098,0.29593056633770398,2.3520299589331102,null,3.1267263627134847,15.034444148296693]
[0.97589664720885971,29.728872588154005,1.294,0.77300000000000002,-2.8760245784210801E-2,0.37861929443693498,0.311110337723629,2.27280009597066,null,3.3750594529735363,17.817269742377086]
[0.6322181169886133,25.418776304823744,1.982,0.312,-2.8723100331802601E-2,0.37294668957141103,0.30159889564817,2.4260521030243898,null,3.2154873603909584,5.6912676966747515]
[0.44379064572716276,22.535471501878334,1.331,0.77100000000000002,-2.4065556181812602E-2,0.35061191579842899,0.289549803600408,2.4186684675267598,null,3.0924818351892931,17.23719549791992]
[0.56029366521226531,24.376907643926394,1.367,0.65200000000000002,-2.87338377709212E-2,0.402909626354714,0.29835096535244299,2.407642931641,null,3.1727655852443908,15.049853528136515]
[0.78501997452251038,27.451185035293314,1.6759999999999999,0.39,-2.1761275873263802E-2,0.36003030251712198,0.285879928008346,2.3697134572819998,null,3.2939125245896572,7.4058150247966159]
[0.56569610754317201,24.457407327035614,1.3180000000000001,0.61199999999999999,-2.2061305968799599E-2,0.45502343351166802,0.31658050206812999,2.48790520803797,null,3.1761323407856463,16.988897366755534]
[0.14837662752258496,9.3066319137259832,1.9770000000000001,0.47799999999999998,-3.0323703215183202E-2,0.43306839508223699,0.31056341822682698,2.4298558180706098,null,2.1744290785713059,6.9286060556130602]
[0.15394071212023785,9.3866375522750616,1.746,0.56299999999999994,-2.9206792372337101E-2,0.43059518507383199,0.30423605113652602,2.4522441050260499,null,2.1834920775767519,8.9278730967905187]
[0.41596945779195382,22.060995886865285,1.4279999999999999,0.36899999999999999,-2.6848021938354699E-2,0.35766516334538001,0.31088154116627398,2.37069234613729,null,3.0707066355369457,7.9259311765236875]
[0.80191044925144583,27.663186600548133,0.65700000000000003,0.58799999999999997,-2.64186841573219E-2,0.339532210819321,0.309324992798645,2.3581956121346099,null,3.3017496637135486,23.631166019649648]
[0.47365550298259851,23.028529155005593,0.79300000000000004,0.55200000000000005,-2.1676898594960001E-2,0.368058741421393,0.30182283409073701,2.3815412949176298,null,3.1146182410021765,17.98653382492061]
[0.19706339772350911,9.9631567288811915,1.1679999999999999,0.73799999999999999,-2.4960290404868302E-2,0.44355760453846899,0.31181817502605202,2.4429011913866399,null,2.2464743270606564,15.556242943365078]
[0.11312299876015552,8.7603689772440472,0.71599999999999997,0.33200000000000002,-2.5147128225290999E-2,0.36434033195521998,0.27774029970289998,2.5263959646194998,null,2.1102460205365712,9.3929774567333908]
[0.6827319497568628,26.11541220567895,1.9350000000000001,0.46400000000000002,-2.8521349965120901E-2,0.39821344503535699,0.290748395136527,2.44508581433004,null,3.24306718503595,8.6870224010142589]
[0.87293698304853806,28.531148568262751,1.425,0.35199999999999998,-2.5236513552561901E-2,0.46341640841793802,0.30137007743043598,2.49426117039549,null,3.3332102696827364,9.3449087934412081]
[3.2440841484268179E-2,7.0137291738298675,1.7589999999999999,0.72899999999999998,-2.5441214181929801E-2,0.37568878433068598,0.28274544431234,2.44214619367545,null,1.8719430160496122,9.7364381328]
[0.93843361532183511,29.300733098148619,0.83699999999999997,0.52200000000000002,-2.8500990304144099E-2,0.34747592617725098,0.28339278414429397,2.3452209504113402,null,3.3603003642129998,16.128103993893554]
[0.99996080520427544,29.999561784567994,0.51600000000000001,0.39800000000000002,-3.4306281967536302E-2,0.397080341268163,0.30711495693566498,2.3711559250250001,null,3.3842796357828178,19.393834216101251]
[0.53668218410721003,24.020440212768658,1.542,0.75800000000000001,-2.2541006477124901E-2,0.424583762829217,0.30249406143152702,2.30724437126654,null,3.1577191741944568,14.959349556204149]
[5.8616023162766151E-2,7.7068437146140836,1.863,0.57499999999999996,-2.60042573014811E-2,0.34775053427751301,0.28491552949891202,2.4774263226062501,null,1.9734232752937526,7.7566387702882862]
[0.56590246411176715,24.460474527126664,0.68400000000000005,0.51300000000000001,-2.1586021444377199E-2,0.37870741473647901,0.29631499925000399,2.4825907331186099,null,3.1762603969875198,20.456284811347672]
[0.41234281717882515,21.997990378933928,1.974,0.42099999999999999,-2.5118747248895401E-2,0.37848275493288702,0.292742480295279,2.2715005939454298,null,3.0677791064042044,6.2299758343136098]
[0.69541441659900038,26.286229038515945,0.99099999999999999,0.39300000000000002,-2.5729542438028798E-2,0.33149359862041,0.29054346477361198,2.3720043575031098,null,3.249715244258077,10.903043196907142]
[7.1312736565960932E-2,7.9856476802772818,1.3759999999999999,0.72299999999999998,-3.0287391277601099E-2,0.41439971130848802,0.29151982789684999,2.4542955055355899,null,2.0114974936520422,12.304721699993266]
[0.12497533073567157,8.9524570006464259,1.8320000000000001,0.32200000000000001,-3.1070427650531401E-2,0.40954958513426998,0.29978508535479398,2.40935624605024,null,2.1332889816874245,4.5634977399693177]
[7.467500592284515E-2,8.0552210624365053,1.2989999999999999,0.69,-2.5663391737890201E-2,0.43324627748574401,0.30477380965511802,2.3619985176030598,null,2.0207761731867961,11.530415870695956]
[0.2351270276331654,18.481991197441626,1.944,0.52200000000000002,-2.5805788997824201E-2,0.43104749745120902,0.30913260836088702,2.4813873060463401,null,2.8891129645831297,9.9408044433445095]
[0.92570577796387288,29.153336330367843,1.2549999999999999,0.42099999999999999,-2.65129962714615E-2,0.40537711049615599,0.31407563899534402,2.4365643838540101,null,3.3551683737655602,11.821898367295027]
[0.9783056347066067,29.756119662382353,1.2330000000000001,0.67400000000000004,-2.6420145770889199E-2,0.437987054737068,0.30526187942163602,2.3715283236515301,null,3.3759913976332561,17.657650669318809]
[0.74293152300510734,26.91276728313246,1.5009999999999999,0.48699999999999999,-2.4463909299197902E-2,0.37633187315745098,0.29599968175001601,2.4834235991009601,null,3.2737280325898293,11.555219678504686]
[0.37337900301828153,21.302756890392722,0.52300000000000002,0.55900000000000005,-2.7866751684796201E-2,0.45590341229537001,0.29430362962719497,2.4617898777647902,null,3.0348929076807774,24.067225579404443]
[0.49833472287470171,23.424356222343093,0.98099999999999998,0.32500000000000001,-2.5800272481842999E-2,0.39818630332054999,0.289731288965969,2.3517801894393999,null,3.1320413318933049,8.5710913037489007]
[0.55528919343781491,24.30199098088357,0.51300000000000001,0.33900000000000002,-2.3476980478010698E-2,0.39147925181029197,0.305866297981505,2.4844084063117902,null,3.1696221106431293,16.911234284941393]
[0.28713542924785451,19.621294796162204,1.1479999999999999,0.52,-1.9657545320406599E-2,0.33485190899343198,0.28316614717030703,2.3855674834811702,null,2.9505746363298302,11.79096881913207]
[0.8864124556540377,28.691783924698129,1.7689999999999999,0.60099999999999998,-2.32501629219177E-2,0.35025378262796297,0.28759082168329297,2.3781948682834502,null,3.3389257197545361,11.182753350704278]
[0.33441203050327117,20.570136720940617,0.82399999999999995,0.77600000000000002,-2.8592900291170099E-2,0.380742633545403,0.306435056638726,2.5575287442025099,null,2.9990260395271031,28.772254542582505]
[0.89639525543122356,28.809998714734352,1.869,0.77400000000000002,-2.76574819075266E-2,0.36681095962787602,0.27409674639391002,2.4185537610291199,null,3.3431110622425027,13.80293814354579]
[0.55171970730339748,24.248349505839037,0.51800000000000002,0.56899999999999995,-2.97854313753271E-2,0.36250405041356298,0.30625563344145301,2.4484114389004201,null,{"$f":"-LN(-LN(1-(1/B271830)))","v":3.1673652468832949},{"$f":"D271830*(C271830^((E271830*J271830)+F271830-1))*EXP((G271830*J271830)+H271830)","v":28.10501424831314}]
[0.49062936951286207,23.301845077542033,1.2969999999999999,0.34200000000000003,-2.0978511305206799E-2,0.36407338602143602,0.30331634622799503,2.3147910335072002,null,3.1266811439405044,7.4468196349538767]
[0.62145504918138073,25.266785289233269,1.472,0.52500000000000002,-2.9970726721103801E-2,0.46557824284018501,0.30872714594717499,2.3548538550539,null,3.2093675724458017,11.675684922219103]
[0.12888919059477089,9.0138695574652594,1.978,0.35199999999999998,-2.7407694574635599E-2,0.386438566343766,0.277910918138637,2.5200340292609198,null,2.1405451768173966,5.0141943604480606]
[0.37139706925677207,21.266445183275067,1.998,0.30199999999999999,-2.2311251315545198E-2,0.37204939237847101,0.30369068844950398,2.44930649339023,null,3.0331451843302828,5.4283891214446838]
[0.75549235977743623,27.075013675165337,1.357,0.308,-2.6208285716506598E-2,0.36435679380656899,0.304630400201712,2.4190922079191499,null,3.2798534234952514,7.5405231321173254]
[0.61359776132241073,25.154995509192702,1.7689999999999999,0.42299999999999999,-2.5481593650378501E-2,0.37536969757375999,0.27399034659256699,2.3983997236010999,null,3.20484242210639,7.4874761444632938]
[0.77384005719171134,27.309603105424937,1.4430000000000001,0.56699999999999995,-2.8851049075173E-2,0.38186958831171702,0.29639389649575598,2.34391046163721,null,3.2886441894325897,12.058502538728812]
[0.12994907708478876,9.0303392705327674,1.758,0.495,-2.7310889772004399E-2,0.37255105071074601,0.31093685831512302,2.3915585320572799,null,2.1424822132772317,7.1530141917671379]
[1.6421690663257937E-2,6.4327286319841743,1.9219999999999999,0.72799999999999998,-2.5299270482995E-2,0.38662070333193299,0.29854030129634102,2.4641956328381398,null,1.7781093204223171,9.4633432395983839]
[0.58530895525139182,24.746467200044314,1.3420000000000001,0.73099999999999998,-3.0880104941626602E-2,0.38945254336329799,0.30722956469281498,2.3597076967355002,null,3.1881291485793972,16.731514713182303]
[0.21433542959375929,17.991504284266103,1.581,0.59,-2.23459555832617E-2,0.37689994445494301,0.28385307830494,2.3552888659670201,null,2.8614428238517107,10.228529448237124]
[0.74784389297303644,26.976381699965618,0.96799999999999997,0.39200000000000002,-2.6420032828616699E-2,0.32656578919043,0.31642495548403698,2.48977868418145,null,3.2761341826070263,13.662476743714729]
[0.14596360368968386,9.2714693562298311,0.95699999999999996,0.68200000000000005,-2.8134358833769201E-2,0.38883373952924899,0.282345442751119,2.51193315139925,null,{"$f":"-LN(-LN(1-(1/B273686)))","v":2.1704196939900489},{"$f":"D273686*(C273686^((E273686*J273686)+F273686-1))*EXP((G273686*J273686)+H273686)","v":15.983571295172709}]
[0.76840368308657492,27.240387582247919,0.878,0.55100000000000005,-2.4001452186467299E-2,0.395999508233771,0.29243222684852799,2.3935482181319698,null,3.2860585061434748,17.241591229465474]
[0.84885642813485596,28.24097583971977,0.55200000000000005,0.30199999999999999,-2.4149467986724099E-2,0.46989295248948298,0.32091435997689199,2.3494976159374499,null,3.3228022903515937,13.212710416676456]
[0.8996243771600031,28.848096440993483,1.5009999999999999,0.70699999999999996,-2.8573330259495499E-2,0.32784777062116099,0.29225403647450698,2.3048945712167899,null,3.3444561708627605,13.788124801716936]
[9.9144225660951379E-2,8.5203733051508799,1.206,0.58799999999999997,-3.1073946573609498E-2,0.349431834804244,0.30794740466987103,2.4846546249486199,null,2.0806873039765637,11.709502735679079]
[0.73234898626241252,26.775006602323568,1.9930000000000001,0.59599999999999997,-2.59087051595361E-2,0.31227084591890603,0.30168746107411398,2.42691767016519,null,3.2684974419201609,10.620445355191952]
[0.41157707417009659,21.984651768227177,1.649,0.31,-2.52162536938281E-2,0.29803386337106902,0.30336733645045899,2.36760052555567,null,3.0671582312825469,5.6808862001661362]
[0.6661485360769468,25.889642634167192,0.55100000000000005,0.60799999999999998,-2.2024551122475301E-2,0.40441127141879701,0.28929495005316302,2.35362417640706,null,3.234212026494951,24.267155986209691]
[0.22693465015796188,18.291424480921727,1.2070000000000001,0.41799999999999998,-2.7658099904203901E-2,0.40106489914740401,0.31195301841367001,2.4158576602782502,null,2.8784532127908178,10.113441937520191]
[0.48640363079879134,23.234249381602837,0.65700000000000003,0.60599999999999998,-2.99699390108451E-2,0.37833512081931597,0.31730778281574401,2.3556113442225799,null,3.1237113026133736,23.251822200175692]
[0.23540461486863051,18.488389652114979,0.64300000000000002,0.48099999999999998,-2.8621652326983198E-2,0.43493805949754499,0.30586788352385702,2.3327112579353102,null,2.8894689104257121,15.969459326939864]
[0.43119397752842792,22.322541559716566,0.66200000000000003,0.30599999999999999,-2.7704653923636201E-2,0.38840882385252701,0.317754695989035,2.3746934150471701,null,3.0827684243184676,11.676660021766573]
[0.50545715047170769,23.536759491621549,1.52,0.308,-2.2791610073803498E-2,0.45012276865392897,0.31314594934704298,2.3957388511973798,null,3.1369341192123006,6.9603256819893611]
[0.79344815848116179,27.557253833702099,1.504,0.46400000000000002,-2.69674302703043E-2,0.41065607398579901,0.29837943284969098,2.3892675951762898,null,3.2978412878220338,10.263361223100651]
[0.80373496128100186,27.685952875911354,1.4670000000000001,0.56399999999999995,-2.4983609153375198E-2,0.34858755372922101,0.274289279877725,2.4203343348794801,null,3.3025876315885077,11.84900720916891]
[0.78077707382978589,27.397572600019814,1.7390000000000001,0.76500000000000001,-3.0963456145402302E-2,0.35385393060682702,0.29696093877595198,2.4264426014379499,null,3.2919208432557423,15.21401939014495]
[0.97321615595659894,29.698515087423974,1.8080000000000001,0.60799999999999998,-3.0679417093405201E-2,0.37696311022220302,0.29170837752942202,2.27337650863551,null,3.3740200967867424,10.275349404038097]
[0.41523458481133835,22.048251219550906,1.8440000000000001,0.42799999999999999,-2.03034420503483E-2,0.36511429944100499,0.32102451355656197,2.3281811496015701,null,3.0701151502955333,7.6789032260146888]
[0.86621316246303048,28.450533097670416,1.32,0.57499999999999996,-2.5907565218951299E-2,0.41884919224406703,0.29497813155702901,2.3863750757036799,null,3.3303295888031434,13.874658683209578]
[0.92643089801567147,29.161760816343868,0.90500000000000003,0.68200000000000005,-2.2581180144259201E-2,0.363854614227892,0.31219400496340999,2.4202225962019099,null,3.355462404364284,23.479222570682253]
[0.82880558945931382,27.996205908466973,0.98,0.70599999999999996,-1.60290195742109E-2,0.37957992492076098,0.29492197236888001,2.3308849876625102,null,3.3139377891425523,19.564277593372942]
[0.50199734400405427,23.482257831457137,1.4430000000000001,0.68,-2.8234171099787798E-2,0.37885855262917101,0.29273361286572702,2.44079212875697,null,3.1345647139973809,15.066574475423929]
[0.16009994930041216,9.4735325708606979,1.7250000000000001,0.745,-2.5042994437297499E-2,0.37355283117503102,0.28813703980223498,2.5024030856560402,null,2.1932431397522119,11.804536044434832]
[0.54664238861151282,24.171748791481875,1.5569999999999999,0.73299999999999998,-3.2932485736067503E-2,0.43146728835437398,0.30603255993755402,2.50656954554238,null,3.1641335581021219,17.574111696515025]
[0.56796815965392511,24.491147420501186,1.849,0.76200000000000001,-2.7356006845272798E-2,0.32604811236297598,0.27956896555831401,2.4250621594898201,null,3.1775400948516723,13.117221862329892]
[0.81531403579722816,27.829838244572926,1.9830000000000001,0.30399999999999999,-2.3473133439445099E-2,0.35985095727864103,0.300653599482474,2.3903626072698101,null,3.3078674958536092,5.4890050774148218]
[0.24494747361472147,18.706105521887586,1.85,0.622,-2.5051623135859701E-2,0.39584607040353498,0.29964915153148802,2.4229444204877701,null,2.9015055126408944,11.036189413429833]
[0.41331713512350532,22.014944300559751,1.0509999999999999,0.46200000000000002,-2.6877990321955401E-2,0.44893085408203398,0.299989486359173,2.34082396933912,null,3.0685677080025342,11.677427732165469]
[0.54277850731981026,24.113216353723601,1.744,0.73,-3.1029493035275201E-2,0.44669876072766701,0.29457003713132102,2.3729471407113598,null,3.1616570869084111,13.835891774652888]
[3.6582357763291662E-2,7.1384093902738686,1.7969999999999999,0.63100000000000001,-2.4683188950161802E-2,0.40715344977437501,0.28226732826423101,2.3714541771701798,null,1.8909767239284536,7.9242686446645187]
[0.57224100824802959,24.554417154195704,1.2150000000000001,0.67400000000000004,-2.3290987849789401E-2,0.412590401934468,0.30478201810922001,2.55772982044624,null,3.1801745960907168,20.158893693492622]
[0.65275347313379917,25.705220052215239,1.617,0.747,-2.5128194481492599E-2,0.388616615469906,0.29005764852396798,2.3099215993931299,null,3.2269199246408311,13.755547386992751]
[0.99415570419808363,29.934563038190788,0.85299999999999998,0.56799999999999995,-3.0263152019887999E-2,0.39563977037730602,0.31403030706111601,2.4295143994930699,null,3.3820734012045919,20.870117430885607]
[2.0373207058646314E-2,6.5958229483030975,0.69599999999999995,0.73599999999999999,-2.6386865116953699E-2,0.35636753134126797,0.295577104542606,2.4641893101856098,null,1.8053545972561904,18.950035574928012]
[0.42387064616207859,22.197318819624897,0.98299999999999998,0.745,-2.5216398057391402E-2,0.45375955108310001,0.30983088890566102,2.4933943645414098,null,3.0770116418749791,23.64313674588918]
[0.84298657929697451,28.169621967755113,1.476,0.495,-2.73427489216643E-2,0.39107196360836599,0.29753234865259398,2.3261060914693998,null,3.3202262701736078,10.364228991743536]
[0.29141276674823413,19.710210141413281,1.46,0.33800000000000002,-2.5344373897234901E-2,0.40858147454419602,0.31122384106488699,2.4559940863325198,null,2.9552160336677629,7.6818461252902175]
[7.0230056278290709E-2,7.9628967303614111,1.431,0.49,-2.7443261390956E-2,0.38147921923427502,0.29370523776923002,2.3809119924656001,null,2.0084444730226951,7.5085200506876761]
[0.40479241201769056,21.865922279211858,1.4179999999999999,0.33900000000000002,-2.5026373487094501E-2,0.43903693774811903,0.301020880886471,2.38738995720851,null,3.0616146452683832,7.4229020319558003]
[0.47112018195365701,22.987287223169268,0.64700000000000002,0.30599999999999999,-2.6079997441251002E-2,0.37031068371046599,0.29078548099305102,2.4448546528909101,null,3.1127853066882292,11.885946780830377]
[7.8464647542549004E-2,8.1317855837874067,1.9850000000000001,0.71599999999999997,-3.17530372834589E-2,0.40302328204728999,0.28851562669866498,2.49636413714533,null,2.0308884123440194,9.9216587249721098]
[0.41985141732472131,22.12813344977523,1.3089999999999999,0.66200000000000003,-3.3794394306320301E-2,0.41364987308982998,0.30786173463775701,2.4680124418201799,null,3.073816752575572,16.709544856438889]
[0.29360142040136727,19.755454517782272,0.86699999999999999,0.75600000000000001,-2.8650884012779002E-2,0.36985903276494198,0.31032970865440501,2.40167114166365,null,2.9575695505196427,23.145576289383012]
[0.61949844434594215,25.239014034070799,1.0669999999999999,0.746,-2.36110078465681E-2,0.37285611989671502,0.28421500342788403,2.4502459672111399,null,3.208245327561555,20.562404821283547]
[0.80520494758010031,27.704276586530781,1.133,0.78200000000000003,-2.9401160946647201E-2,0.30731431909875301,0.32146932522007998,2.3544968564014401,null,3.3032615703470816,21.582253698093968]
[0.32174039993664438,20.32278189634097,1.0049999999999999,0.621,-3.0424486922312501E-2,0.41754442661295899,0.30172674013056,2.3898290912669702,null,2.9866197435649076,16.629691002326449]
[0.81465042911513785,27.821619760921415,1.3340000000000001,0.57399999999999995,-2.62631461950271E-2,0.40948874029705301,0.30063916424293802,2.3809299379201301,null,3.3075666687958085,13.804296956332292]
[0.27784644171517625,19.425889736848546,1.3320000000000001,0.45900000000000002,-2.1782153979757399E-2,0.37028269017912802,0.29689942256218599,2.2892989474282901,null,2.9402980900064044,8.8877819581308035]
[0.83088215280235189,28.021691931974182,1.236,0.30399999999999999,-2.5213719571386298E-2,0.375962906185553,0.31153307372695899,2.4401953660599398,null,3.3148644563196532,8.4336320243257052]
[0.60735909382546882,25.06572395361847,0.93700000000000006,0.60299999999999998,-2.0145912163086602E-2,0.37894735918313199,0.29419915959746801,2.3058231993270599,null,3.2012140221599261,16.222340089650174]
[0.93371339183097779,29.24618709448341,0.57299999999999995,0.41099999999999998,-2.8870724857426699E-2,0.38334922591116399,0.29547243414472202,2.3770499254830701,null,3.3584042765214868,17.771421352532244]
[0.3429016676153035,20.733243770206258,0.88500000000000001,0.30199999999999999,-3.2087112824757E-2,0.408231672079156,0.29336385391169101,2.3072728370161601,null,3.0071233711976793,7.974179480191891]
[0.60516183201252904,25.034173372018451,0.85499999999999998,0.32100000000000001,-2.30289485628049E-2,0.30757950638358,0.30462399895652198,2.4622071370349699,null,3.1999285077048838,11.253534783171594]
[0.49040987996100516,23.298341266577548,1.7050000000000001,0.748,-2.9141728914016899E-2,0.49704482004306699,0.295875868758875,2.4891453713826102,null,3.126527419358498,16.558231420202468]
[0.49811492520742706,23.420874730300799,0.76700000000000002,0.42399999999999999,-2.8573874769204401E-2,0.39975502014738101,0.293529903588091,2.4100045122163301,null,3.1318894034711322,14.21433394717754]
[0.48854649368514591,23.268563547779216,1.5880000000000001,0.374,-2.92451433281644E-2,0.43523543218099098,0.29362560962446499,2.43257021207181,null,3.1252200104787158,7.8715623907882666]
[0.98197679597116794,29.797578233825451,1.355,0.45900000000000002,-3.0658418193096799E-2,0.349363616890635,0.304073215377138,2.3627492187148098,null,3.3774077605063382,10.825469974116395]
[0.92658590810925978,29.163561304645999,1.4670000000000001,0.64200000000000002,-2.3212375833923798E-2,0.40570743763901201,0.30348117647594902,2.4992480778526902,null,3.3555252336200403,16.723693615973517]
[0.57106757541142328,24.537065272957811,1.704,0.61399999999999999,-2.2984555598678201E-2,0.364271593083559,0.32527509243216901,2.4668929791390299,null,3.1794527682448437,13.950993605406946]
[0.67551301171222988,26.017473175070698,1.173,0.375,-2.9282441672024099E-2,0.43202274564044801,0.30852421890512099,2.38852128207605,null,3.2392354383733899,9.9872615151036932]
[0.38379745636558082,21.49207187161695,1.708,0.32700000000000001,-2.9448118830482199E-2,0.393914719303951,0.28136248948063503,2.39707770921662,null,3.0439556827768692,5.8316524440205528]
[0.46007138834929506,22.806247869539988,1.4870000000000001,0.67900000000000005,-3.20136162767133E-2,0.39482367112359101,0.317540473253205,2.36783044163304,null,3.1046992952085781,14.687821993492793]
[0.87371361551123772,28.540439997770711,1.9119999999999999,0.69099999999999995,-2.7988545234230399E-2,0.35604980121983798,0.29268763997713299,2.4429794524588702,null,3.3335417530793174,13.081529169376891]
[0.76691406618284874,27.22137918445334,0.68,0.46200000000000002,-2.38556232891017E-2,0.33311527452477802,0.30325351647661097,2.4682564168426402,null,3.2853472377060466,19.683435862216346]
[0.18427626312930434,9.799430475708867,1.48,0.65800000000000003,-2.3755231822939399E-2,0.35148366134822201,0.30773475790507299,2.2826972694732399,null,2.2289883292922559,9.728694602479834]
[0.72120860106724183,26.628904226070187,1.349,0.78700000000000003,-2.63071192668341E-2,0.41905051166096602,0.31314903571409503,2.4255957141980602,null,3.2629200629650033,20.25166594475639]
[0.33801674265693771,20.639642195186873,1.056,0.76500000000000001,-2.8060556482494298E-2,0.390827940973764,0.31004612932861197,2.3072607125800699,null,3.0024846120490438,18.774632328832606]
[0.23936346404921016,18.579234851022044,1.2609999999999999,0.76100000000000001,-2.8493129346328201E-2,0.40766463694770499,0.32349864618739799,2.4710671716587198,null,2.8945089972014824,19.645010294103368]
[0.5421927837547228,24.104325292640603,1.8779999999999999,0.48699999999999999,-2.32038437412443E-2,0.36742849237300301,0.277893646988289,2.4627536174238398,null,3.1612803743338915,8.8187736602779339]
[0.59823764037028548,24.934372123887599,1.831,0.32800000000000001,-2.39841082262186E-2,0.384561395910204,0.290268342858305,2.3294834291502702,null,3.1958512314778975,5.6056674749372961]
[0.26122865696896791,19.067982810120448,1.075,0.40200000000000002,-2.6937349126310999E-2,0.41117564071531798,0.31311009375503601,2.3556965401070702,null,2.9211969601673284,10.082231067299638]
[0.10000803919986234,8.5356760173950885,0.85299999999999998,0.32700000000000001,-1.7552498854574199E-2,0.34691888830742601,0.306776193803936,2.4501328115992602,null,2.082598412148672,8.0115038085402475]
[0.76099006202982478,27.145602059706338,1.262,0.39600000000000002,-2.3005584596035199E-2,0.40974083129387801,0.30740176670694502,2.3526778584253099,null,3.2825067203204652,9.7811862078288172]
[0.56161942536750731,24.396698083239759,1.1020000000000001,0.54500000000000004,-2.43353159210811E-2,0.34975043135811301,0.30293407755072199,2.35037715957144,null,3.1735943367336148,13.93132371772735]
[0.10445632277928174,8.613452690628483,1.343,0.73699999999999999,-2.8304951878143102E-2,0.388178240278853,0.29653348330990498,2.3221704484117498,null,2.0922554987054149,11.467676463041716]
[0.10584470001522273,8.6373874555651682,0.56899999999999995,0.60499999999999998,-3.1428483071616303E-2,0.35642793675078199,0.31509630987711301,2.4476722810593601,null,2.0952086263025538,20.193540735354635]
[0.74180304180165058,26.898123949554289,1.1850000000000001,0.33400000000000002,-3.0884838578065801E-2,0.33876984649618103,0.28809988732387598,2.3890171007910102,null,3.2731733426396539,8.2153561586577393]
[0.49979621623195003,23.447486093184757,0.96499999999999997,0.56599999999999995,-2.2199305713030498E-2,0.43269403170015203,0.284662744686633,2.3975208460256199,null,3.1330501077665556,15.532144631164128]
[0.36802630197005259,21.204464934330723,0.80900000000000005,0.63600000000000001,-2.7693810571892501E-2,0.38800991833892101,0.302016289436702,2.3963139294485001,null,3.0301549276527608,20.214803782449771]
[0.21319466718095326,17.963918696152284,0.93200000000000005,0.79500000000000004,-2.2629425802396901E-2,0.38563872619463202,0.28392919678511802,2.3987240864185302,null,2.8598636322374578,20.679276771411672]
[7.0078553757400019E-3,5.9359390588961976,1.0089999999999999,0.312,-3.1733530174751397E-2,0.35581112889997402,0.30815944324912098,2.41682173947197,null,1.6902017595086531,5.8513297933050126]
[0.46714031733857242,22.922322504308553,1.444,0.66700000000000004,-2.1172904250849299E-2,0.41777519276133701,0.29923845090418399,2.5055261850481201,null,3.1098912157516421,16.330718971622332]
[0.95558532678591745,29.497789141944999,0.503,0.64400000000000002,-2.2138897743661401E-2,0.33776196774941603,0.318246997135189,2.5477443724653601,null,3.3671204743285204,39.86724006907157]
[0.98006170950444782,29.775960773021669,0.79,0.42299999999999999,-2.7329076050857999E-2,0.391713260849056,0.30229905107901001,2.4073184351013701,null,3.3766694864048796,15.376476469237026]
[0.96690172118889683,29.626836241925169,1.113,0.45600000000000002,-2.0274090975861699E-2,0.33746836489337301,0.31036466032903598,2.4391409650868399,null,3.3715617170043983,13.76382839554412]
[0.60848616840251446,25.081885523754956,0.51300000000000001,0.46,-2.5311314730055001E-2,0.40417936340651001,0.29502224281786099,2.47023437447463,null,3.2018718784843143,21.979758384676373]
[0.73810606616129726,26.850073283657785,1.5269999999999999,0.65,-2.7641121525150299E-2,0.377347641483538,0.28816931412038399,2.38245871571241,null,3.2713510170083775,13.363539314679841]
[0.46242346595175521,22.844968286688839,1.8540000000000001,0.66700000000000004,-2.7620280813561701E-2,0.40112817069797102,0.30209027232638602,2.3603935787974399,null,3.1064342257761148,11.836316742415013]
[0.53095402544669223,23.932785563086146,0.70299999999999996,0.78700000000000003,-2.7256486575546499E-2,0.37220041348083499,0.312093180870191,2.4276116572934798,null,3.1539843394860947,30.690453967948923]
[0.32281416268040086,20.343928890372336,1.6990000000000001,0.41399999999999998,-2.5132145499212701E-2,0.31876444035488299,0.31465529358515998,2.50703430270238,null,2.9876864294834711,8.708985192806816]
[0.16034438296102671,9.4769462661649548,0.98499999999999999,0.71299999999999997,-2.9571889012372399E-2,0.35775625194513999,0.27740619865191002,2.3937964468760602,null,2.1936242746847738,14.508498988563495]
[0.97181868753514511,29.682671689050679,1.296,0.77800000000000002,-2.1327522044907E-2,0.32644995437153401,0.30093748977031698,2.3804982669200698,null,3.3734772336024834,19.132350311494353]
[0.41454125627547578,22.036216700900578,1.8640000000000001,0.45100000000000001,-2.54086035506913E-2,0.32679899030860299,0.310780300137946,2.3855291776023702,null,3.0695563018902581,7.9678261675112836]
[0.95732620960427717,29.517690932212879,0.50900000000000001,0.68200000000000005,-2.6369023228107299E-2,0.32944125224040399,0.32749975687723099,2.39601186751575,null,3.367806695799322,37.676874439775659]
[0.10485458892749533,8.6203347381059832,0.69899999999999995,0.41499999999999998,-2.78939142906382E-2,0.39726877041568398,0.29306080672572898,2.3297782560704801,null,2.0931055178270608,9.9787454536591742]
[0.67403022108102961,25.997291532870378,1.5580000000000001,0.65,-2.33934362376986E-2,0.37448052234774398,0.30032023622847398,2.3395683328721,null,3.23844402769496,13.071143883438308]
[0.13776902885730835,9.1498347686580903,0.66100000000000003,0.64900000000000002,-2.7983168894241E-2,0.40373179973282403,0.30687121251733801,2.4904119900641901,null,2.1564248133466175,19.918966237886973]
[0.74618042958842457,26.954863572115386,0.6,0.47899999999999998,-2.8288210468253399E-2,0.45640012023798698,0.30227811421921003,2.44667253090042,null,3.2753209294619134,20.608218263747158]
[0.81896496807259933,27.874993775351239,0.90100000000000002,0.46300000000000002,-2.7710943779505701E-2,0.377041753869577,0.297632503623384,2.3461161153900498,null,3.3095187431605417,13.951854075167585]
[0.2442201564395059,18.689663125552876,1.669,0.63,-3.0320198095817302E-2,0.335286712705541,0.30464081113228703,2.3742117253702899,null,2.9006015241519481,11.13715498481465]
[0.61791293087101096,25.216477715208121,1.016,0.33300000000000002,-2.2032376126075701E-2,0.35231497557431402,0.30740381376479903,2.3679546424182201,null,3.2073337011858865,9.4204781048148192]
[0.86746712531101533,28.465591198354669,1.9510000000000001,0.54900000000000004,-2.1367264546392099E-2,0.43856537158468101,0.28908732081224903,2.3953192273367998,null,3.3308682996979426,10.337487684814842]
[0.414083704431085,22.028269186463554,1.218,0.51300000000000001,-2.46646463865349E-2,0.35845778112222398,0.27997358020769197,2.4474187930765501,null,3.0691870708339888,12.155516635377458]
[0.63606505827717796,25.472786773561555,0.92400000000000004,0.33200000000000002,-2.7539301171487399E-2,0.36999327565152201,0.30256697918612102,2.3914308409692602,null,3.2176530556325122,10.167211851525614]
[0.76744090984066093,27.22810413111354,0.83699999999999997,0.64300000000000002,-2.98037017589327E-2,0.37641059023124002,0.31253379467704701,2.4622231854157199,null,3.285598933927274,23.947236002409142]
[0.20103824184395513,17.665242672436932,1.3009999999999999,0.54800000000000004,-2.6004195744297399E-2,0.43336453818764398,0.29699875810871201,2.4317561072906,null,2.8426036347069603,12.255496816425259]
[0.14124093458879783,9.2017992364699825,0.91500000000000004,0.745,-2.89199837137325E-2,0.329249503956623,0.29828866521165198,2.5102929663613298,null,2.1624277085356454,18.654519180730311]
[0.69778886005331564,26.318036188008175,1.9390000000000001,0.65900000000000003,-2.5983142438740899E-2,0.36157925274339697,0.29719645459652699,2.3383502079810099,null,{"$f":"-LN(-LN(1-(1/B289686)))","v":3.2509482864771448},{"$f":"D289686*(C289686^((E289686*J289686)+F289686-1))*EXP((G289686*J289686)+H289686)","v":11.120726085791711}]
[0.13317668082924938,9.0800839579175552,0.78,0.71499999999999997,-3.17759293375353E-2,0.41568385311721301,0.31910320467454301,2.4330497556322599,null,2.1483100575271754,19.015429527133346]
[0.92684819475854696,29.166607499047419,1.486,0.65900000000000003,-2.5668858468987199E-2,0.39893607422230998,0.31883946993082402,2.4390373522266802,null,3.3556315236416756,16.772188722161225]
[0.63988458635963619,25.526251017617646,1.095,0.72399999999999998,-2.6154963976681701E-2,0.349351947058468,0.30722879420423799,2.4097621757832601,null,3.2197922378829595,20.273594568549232]
[4.4715840057540035E-2,7.3642081141880267,1.06,0.36599999999999999,-2.6895506455514601E-2,0.36757639187284602,0.30752930850328902,2.4068568273753899,null,1.9245479680412081,7.054904559707416]
[8.2548429509066601E-2,8.212250564422602,0.50900000000000001,0.72699999999999998,-2.58214717503343E-2,0.33573620235224699,0.30055940207333598,2.3430935399350199,null,2.0414064293109355,22.691891939380927]
[0.1612730552705921,9.4898921934523131,1.891,0.61299999999999999,-2.40769791879204E-2,0.38444237211759602,0.29915608260267701,2.30518937940889,null,2.1950683504138109,7.7416924285403228]
[0.30226694919207386,19.932955757099062,1.6910000000000001,0.314,-2.2822283175296301E-2,0.41167414694264098,0.31770032066876602,2.36254951791943,null,2.9667496430127405,6.0623456004710432]
[0.15983124155946682,9.4697768618727878,1.5129999999999999,0.61399999999999999,-2.9095453826933002E-2,0.35104967910915802,0.28803670265131998,2.4203060695291101,null,2.1928236511673149,9.6698517145793801]
[0.77351031180052243,27.305411750779694,1.0940000000000001,0.61699999999999999,-2.74536262807944E-2,0.38238650981041999,0.28512452479711597,2.3751773393719402,null,3.2884878031287896,15.90004397153708]
[0.38073709686982904,21.43673115730801,0.64100000000000001,0.71699999999999997,-2.4993500325535899E-2,0.369393998054654,0.29941491875327098,2.3697532723700601,null,3.0413149327999252,26.100139549927558]
[0.56994300531381403,24.520419201576672,1.714,0.45400000000000001,-2.32604979629756E-2,0.39397814964867001,0.30249935354214702,2.3423086940222002,null,3.1787598115039915,8.5663345117018821]
[0.68668972612387813,26.168887490913605,0.60599999999999998,0.45700000000000002,-2.6937323698292499E-2,0.33399639013883098,0.299394102853208,2.5174886187449399,null,3.2451531592707776,21.831755572302026]
[0.94556519557857954,29.382884739342657,1.8939999999999999,0.65900000000000003,-2.8014201821888601E-2,0.33782406972336099,0.291930159985821,2.44929776251819,null,{"$f":"-LN(-LN(1-(1/B291542)))","v":3.3631492895682134},{"$f":"D291542*(C291542^((E291542*J291542)+F291542-1))*EXP((G291542*J291542)+H291542)","v":12.56568957678766}]
[0.10170342658528475,8.565519362331468,1.093,0.628,-2.9267916859115499E-2,0.38115938774250402,0.31123936204657399,2.5538904393754498,null,2.086314953637618,14.549512558109553]
[0.20882052577360077,17.8574542467695,1.016,0.72299999999999998,-3.03730701071541E-2,0.43814717941058601,0.30513150262373001,2.3814855427904602,null,2.8537453576897804,18.497077648487835]
[0.96446685019842548,29.599134092592436,0.94,0.502,-1.8574321809243701E-2,0.38510787378403599,0.30358024101715703,2.3044282345270899,null,3.3706099904791875,14.591573254981649]
[0.1952435704767882,9.9401868699066966,1.4370000000000001,0.67800000000000005,-2.40435444332593E-2,0.40335464502380503,0.30696711386583803,2.4374616956230502,null,2.2440395378565827,12.204687005484232]
[0.41484710130420532,22.041526675824237,1.526,0.66700000000000004,-3.1486122413978697E-2,0.41483785229300302,0.28822477657909101,2.4216252299557599,null,3.0698029203554213,13.643766939425836]
[0.57069117854096807,24.531495610975458,0.89400000000000002,0.41499999999999998,-2.2487758841487699E-2,0.36711644492551099,0.28987624246977001,2.4166205935903502,null,3.1792209631104331,12.649903253612864]
[0.46920893173320655,22.956123607777609,1.909,0.58099999999999996,-2.03794141598167E-2,0.39726054919343201,0.29158739183388999,2.3556780309666099,null,3.1113980550438294,9.8670441814988123]
[0.52333123081560184,23.815401808865388,0.85699999999999998,0.36199999999999999,-3.20091318499309E-2,0.391216073868977,0.31645030980413902,2.38498526367407,null,3.1489608367249988,11.880094319885082]
[0.58238840058602936,24.703733496281451,1.736,0.34300000000000003,-3.0390172723896401E-2,0.39887163460785202,0.31538957066433598,2.3603573189720901,null,3.1863646210817995,6.7550742083835669]
[0.64546888543645942,25.604131460253917,1.887,0.61799999999999999,-2.0377039493288399E-2,0.42614737646373302,0.30746674146216302,2.5727945158079,null,3.2229001803680299,14.532259037228709]
[0.72665288016768026,26.700444013589177,0.81899999999999995,0.57299999999999995,-2.8167929245009101E-2,0.40484691790997201,0.29666069449406102,2.44521281368743,null,3.2656549433626698,19.972108872314326]
[0.89150217342892391,28.752138291628405,0.51400000000000001,0.40500000000000003,-2.0645093180854699E-2,0.34403445306667402,0.30676423244185202,2.4246531907486002,null,3.3410647285419439,20.659522222667917]
[0.23011584534230567,18.365825838255326,1.143,0.60699999999999998,-2.26450914537627E-2,0.34099228474265397,0.317576701170599,2.3036434048421999,null,2.8826285489823031,13.77791921537608]
[0.8516319626951161,28.274629317612227,1.508,0.45600000000000002,-2.1205001229874301E-2,0.36434518601944699,0.29366307798867602,2.4143538420191302,null,3.3240149498764069,10.126547105557794]
[0.30697612085963877,20.028350067157596,1.0760000000000001,0.51200000000000001,-2.32962041778693E-2,0.38034282497410898,0.30232933993025701,2.4008188410608802,null,2.9716486790329961,13.188478450149137]
[0.14245787978371205,9.2198619613636659,1.782,0.39300000000000002,-2.4466677222709201E-2,0.40044939341003999,0.306757672849862,2.4829935407303201,null,2.1645058708312557,6.2717070628672822]
[0.62980566808443839,25.384822022421616,1.611,0.79800000000000004,-2.4227742825103701E-2,0.34827513433183499,0.30098641657140701,2.4404023696955499,null,3.2141234662937017,17.017661232080044]
[0.49411921426646921,23.357450111640482,1.1220000000000001,0.53900000000000003,-2.6168478202000401E-2,0.39156567398561898,0.31103711517407101,2.4520990754227601,null,3.1291175744698667,15.300210129306]
[0.29743364055837773,19.834270830854873,1.278,0.52900000000000003,-2.05095254877702E-2,0.390537223702696,0.276483038944564,2.3948720059169202,null,2.9616562200719123,11.162434086666464]
[0.38270077648052359,21.47226597926073,1.2250000000000001,0.64500000000000002,-2.6855165603769399E-2,0.43032804005626901,0.30316644412361698,2.3098709873047798,null,3.0430113859532062,14.320768347875502]
[2.6404872379825362E-2,6.8167578395257227,0.79400000000000004,0.40500000000000003,-2.4625440131167901E-2,0.33211936952281601,0.31181563490925301,2.3352159540864399,null,1.8411119044179789,8.7578873135915618]
[4.1099820850701629E-2,7.2666004514112554,1.887,0.76100000000000001,-2.0444293622520999E-2,0.34751660748091701,0.28831880825768302,2.4337777421020799,null,1.9101744647151422,9.7014763962959467]
[0.70366101234165868,26.396465694684565,1.1459999999999999,0.65100000000000002,-2.8346897406343999E-2,0.341736570522233,0.30186111446680902,2.3457065438993601,null,3.2539822178168443,16.386121803265176]
[0.51503895674178424,23.686733672997143,1.0029999999999999,0.36599999999999999,-2.91423387538019E-2,0.40169083052254501,0.31303172697581499,2.5283030184494599,null,3.1434252566134364,12.244860037861192]
[0.36242999446143165,21.100932209854282,1.4370000000000001,0.76200000000000001,-2.27154613505017E-2,0.40256614393171403,0.301622685270859,2.4305295875180399,null,3.0251399211605801,16.939589688084055]
[0.52784031814093857,23.884939913720327,0.94499999999999995,0.45,-2.0178531083666799E-2,0.33537640681674302,0.31431348530011199,2.4268885352302898,null,3.1519398051313852,14.30020646067223]
[0.31692892095066316,20.227587003051077,1.0549999999999999,0.69799999999999995,-2.58723117829485E-2,0.42870210460132402,0.30094470999567102,2.3694953794906701,null,2.9818038253189934,17.682918176186458]
[0.22971598321999942,18.356502299129595,1.4239999999999999,0.47899999999999998,-2.6917861829732301E-2,0.412966603273349,0.29163522347363502,2.5193887558252799,null,2.8821062754327262,10.901898626210352]
[0.10019493955353265,8.538978305131522,0.79300000000000004,0.58099999999999996,-3.1153178148211801E-2,0.400383225495967,0.29884026278695502,2.3881399169647,null,2.0830103446743622,13.759695897932222]
[0.90354650978569662,28.894278585178871,1.4890000000000001,0.52800000000000002,-2.570085402672E-2,0.405631072902781,0.29335356109338501,2.4498391707594598,null,3.3460842916232623,12.452344509078808]
[9.9300406303276523E-3,6.1141162770514379,1.506,0.79800000000000004,-3.0194898632700501E-2,0.34365768596456903,0.29332760574317501,2.3751337918979898,null,1.7226310910509437,10.641277538813988]
[0.37767513434955358,21.381138415284525,1.615,0.72199999999999998,-2.3957419639081701E-2,0.35857224042291402,0.29743009978863599,2.4528868004331299,null,3.0386551139501119,14.71092801048608]
[0.27287341651710384,19.31993272001074,0.91500000000000004,0.46600000000000003,-2.9133168700741299E-2,0.35476320270364697,0.28473376379267001,2.4464277800237602,null,2.9346812085321803,13.24172584005634]
[0.15738938784449641,9.4355014914395028,0.75900000000000001,0.63600000000000001,-2.6598295792817601E-2,0.39489165939863902,0.300092786471232,2.3345811382743999,null,2.1889871422918952,15.208275247790663]
[0.47547505958536629,23.058059790630779,0.86399999999999999,0.42299999999999999,-3.1707600334082799E-2,0.44122613174852299,0.28330825080049898,2.4609533046913201,null,3.1159286230644003,13.190067568876481]
[0.86644684832747609,28.453340119384304,1.1499999999999999,0.38500000000000001,-1.98239544118195E-2,0.38561301212564703,0.29134917146677303,2.4338741389077101,null,3.3304300333879455,10.533755416856025]
[0.68967334473682229,26.209098693481774,1.9610000000000001,0.57599999999999996,-3.0914174690052702E-2,0.38561986915603202,0.29866873802171101,2.31910777569452,null,3.2467188636753859,9.5429446733040226]
[0.39283539400472811,21.654230035713123,0.69399999999999995,0.624,-2.6823217709360199E-2,0.31894074174431603,0.30145972929229897,2.4380135377258401,null,3.0516536229503353,23.689673030387272]
[0.89449187116381912,28.787510114018836,0.94399999999999995,0.57299999999999995,-3.1482269500670103E-2,0.43456067390416098,0.30549136350919398,2.40966366261264,null,3.3423162115869403,18.402610918490886]
[0.64270159562816276,25.565580231319132,1.9359999999999999,0.60899999999999999,-2.37947077161791E-2,0.31598217049226002,0.29324669714613499,2.4525154503364099,null,3.2213629400831945,11.009033332373251]
[0.46619990238418418,22.906931406588175,1.2769999999999999,0.79100000000000004,-2.9026411687796901E-2,0.41483122300512698,0.31808018237651903,2.4469196073947699,null,3.1092043336429174,20.827823269102236]
[2.7227219209990494E-2,6.8448312663354365,1.1359999999999999,0.76400000000000001,-2.1974722790459599E-2,0.44225919127051,0.30891794270678402,2.5019561190470601,null,1.8455648764190387,15.280934647137263]
[0.47090022191784764,22.983703919335472,1.647,0.73099999999999998,-3.1020084003000499E-2,0.40350991439082101,0.30716704101145798,2.4734540203887199,null,3.1126258934546027,15.965181644333425]
[0.78999794701489967,27.513901315114413,1.6020000000000001,0.68700000000000006,-2.5977571540982101E-2,0.453106666200083,0.28618818081929998,2.4577171186428801,null,3.2962373858508052,15.295561958115881]
[0.11348545233978968,8.7663883950641246,0.95099999999999996,0.59,-2.39111386960663E-2,0.352124524512613,0.30613327891430903,2.3523810986514402,null,2.1109762493368129,12.256721217896123]
[3.8365960184906012E-2,7.1899189535490233,1.151,0.753,-2.59088797973549E-2,0.41638145280026601,0.31795637492443801,2.3498010558731401,null,1.898735248204408,13.208133620441094]
[0.93974131932665261,29.315820396001254,0.95799999999999996,0.61099999999999999,-2.6266447703132901E-2,0.36833480947516001,0.294424110988454,2.4737578234612698,null,3.3608241834265957,20.115649466769]
[0.84907960194686505,28.243683864130404,1.7250000000000001,0.53,-2.44654252010152E-2,0.42838004561425502,0.29955962070282799,2.51866519143717,null,3.3228999249418187,12.468507099123169]
[7.1973780012397515E-2,7.9994537005177611,1.109,0.60599999999999998,-2.6212240324361102E-2,0.39058241311356201,0.31554448561392201,2.3549887445373301,null,2.0133456187755474,11.256030641394833]
[0.92877713036647724,29.188996908962785,1.7649999999999999,0.70899999999999996,-2.3318889072672499E-2,0.323734392191381,0.293123535696522,2.4186465363393301,null,3.3564124045966759,13.872404426329023]
[7.324789418927935E-2,8.0258861137954156,1.766,0.47399999999999998,-2.1466060559918201E-2,0.38656637463884702,0.29758060613864301,2.3248704554369599,null,2.0168744303095822,6.0800491712277758]
[0.8646637475535669,28.431912025371375,1.028,0.34499999999999997,-2.7646326558667798E-2,0.408204951488155,0.31193717611414001,2.3615833594734199,null,{"$f":"-LN(-LN(1-(1/B299414)))","v":3.3296630091899937},{"$f":"D299414*(C299414^((E299414*J299414)+F299414-1))*EXP((G299414*J299414)+H299414)","v":10.146548488796082}]
[0.20982313943877118,17.881955126207242,1.9630000000000001,0.71499999999999997,-2.0748818952068201E-2,0.36287947448415703,0.302584706460025,2.3360880858057,null,2.8551566901382683,10.966710068990466]
[0.10420253652799516,8.6090604131822719,0.81599999999999995,0.78300000000000003,-2.7359939116857E-2,0.44295661783435603,0.30628038648102701,2.4145949342344002,null,2.0917126184634545,18.831474408396744]
[0.64251696591165808,25.5630051964534,1.002,0.59799999999999998,-2.24477146541384E-2,0.341647390475949,0.31722420233270499,2.31403929382448,null,3.2212601756329557,16.781491670319109]
[0.52447507749731437,23.833070215311857,1.2609999999999999,0.51900000000000002,-2.58542385811425E-2,0.38487184290472898,0.281519014894341,2.41201854422166,null,3.1497185816884912,11.957236170411983]
[0.4608261986594735,22.818684484737645,1.6890000000000001,0.40500000000000003,-2.8216397883247899E-2,0.339361851380998,0.28749215526577698,2.4471323018871498,null,3.1052568660619193,7.7199818068750989]
[0.8045288645739771,27.695851138572088,1.903,0.34100000000000003,-2.64378912435176E-2,0.36205849529317502,0.31361152286247101,2.1982760070492602,null,3.3029517421551451,5.4280979555037501]
[0.77686257144622917,27.347980395676174,1.25,0.36,-2.43451369877687E-2,0.42638125832239299,0.31358740217949599,2.3197375446808599,null,3.2900749726797089,8.8812280018048551]
[0.25775555710444931,18.991755142332597,1.3959999999999999,0.71799999999999997,-2.6372968928415501E-2,0.47264850228204203,0.29639844621323602,2.2779619080040199,null,2.9170811836154558,13.594956430943064]
[0.77072933883813866,27.270027533172875,0.82199999999999995,0.53100000000000003,-2.8822441494227299E-2,0.35011882035379299,0.29168713767550197,2.3624505440325101,null,3.287166584148367,17.017447632957897]
[0.84368259664646428,28.178095707567564,1.8620000000000001,0.72499999999999998,-2.88437818821436E-2,0.39524211796488901,0.29746291689955501,2.3246656783252799,null,3.3205325369848295,12.875537451308132]
[0.62501910739697886,25.317259972000038,0.94199999999999995,0.40400000000000003,-2.4888255175843199E-2,0.47388348969796201,0.30283672234335102,2.4102865333855599,null,3.2114040497634684,12.338053489481917]
[0.5574591240940312,24.33451600244106,1.145,0.58399999999999996,-2.16440881259343E-2,0.37198048112392001,0.30337478183510302,2.3996552814445899,null,3.1709880624175124,15.324744289568237]
[0.6960868302794746,26.295241942776794,0.50600000000000001,0.36499999999999999,-2.3730592057290199E-2,0.40651858568045901,0.293020501686795,2.3182765264368999,null,3.2500647947164136,15.17401525286807]
[0.6758087506501298,26.021495703575493,0.56200000000000006,0.56299999999999994,-2.1058982819206401E-2,0.44915067308580198,0.29926639092172802,2.4860196986730498,null,3.2393931045015028,25.475708428980571]
[6.4125510355647064E-3,5.8953037917073665,0.79400000000000004,0.78100000000000003,-2.8539240165585199E-2,0.383271776711752,0.31665689381573098,2.3957498525990499,null,{"$f":"-LN(-LN(1-(1/B299734)))","v":1.6826554232194075},{"$f":"D299734*(C299734^((E299734*J299734)+F299734-1))*EXP((G299734*J299734)+H299734)","v":17.025857841794732}]
[0.25146060446125973,18.852272656481951,0.91600000000000004,0.79900000000000004,-2.3336789146087202E-2,0.41145822940153698,0.28306738253407898,2.4670052375765099,null,2.9095059152829696,22.732428815254046]
[0.75802401291369581,27.107550921622892,1.865,0.68600000000000005,-2.80323091989341E-2,0.39884697168796901,0.31303833122892799,2.4710592923666099,null,3.2810773179176671,14.721134360327692]
[0.25664811850232205,18.967341201817121,0.754,0.53300000000000003,-2.9454919005752499E-2,0.39149890807058402,0.29091080274808001,2.3475795674009499,null,2.915759405253469,15.841610661507275]
[0.85898917157323351,28.363571376409642,1.609,0.69399999999999995,-2.76016699914871E-2,0.36803575869296101,0.307745549959627,2.40012585278452,null,3.3272127993167531,15.097489307201098]
[0.83621856527863514,28.087040944909187,1.6830000000000001,0.79600000000000004,-1.8925103304591701E-2,0.40370268297175499,0.27136369713671998,2.3430554019860899,null,3.317236617300285,14.468535161693948]
[0.18991431817024007,9.8722982022121766,0.98899999999999999,0.41499999999999998,-2.54916346083803E-2,0.41166784411547303,0.30750554825401599,2.5174798098199198,null,2.2368084716019667,10.308535811838594]
[0.94206418281562243,29.342593973628396,1.7110000000000001,0.65600000000000003,-2.4771488740270301E-2,0.32513290524829602,0.30044302894516201,2.3942038206309402,null,3.3617530660606891,13.137133398075179]
[4.4672808519131135E-2,7.3630702623687245,1.274,0.61199999999999999,-2.34700695347962E-2,0.35963664466165901,0.30384344549305298,2.4086424808595601,null,1.9243815991589048,10.3431195030981]
[0.64569392827071603,25.607262904545522,1.012,0.72399999999999998,-2.52969577994865E-2,0.373901544300688,0.30374455010265,2.4148932407497199,null,3.2230249437869878,21.380185608696024]
[0.90000090765314222,28.852534357390695,1.591,0.78400000000000003,-2.2615254973087199E-2,0.33619298039620799,0.30620460464114402,2.3215555569024802,null,3.3446127418516607,15.783637600868309]
[0.64528010191639129,25.601504138941845,0.72799999999999998,0.373,-2.6948261514987099E-2,0.35693227175925002,0.28350135939874999,2.2652408230414198,null,3.2227954902704519,11.295968993652187]
[0.94736235981751959,29.403538104557523,0.54200000000000004,0.67100000000000004,-2.1963563641477099E-2,0.38093532253858498,0.29218121877785302,2.4813997103968699,null,3.3638642495701556,32.775923557645065]
[0.99142928015990428,29.90397023527516,0.57199999999999995,0.5,-2.30213529199522E-2,0.36719062460079499,0.30445149090158702,2.3838733482193399,null,3.3810333107517461,22.580006793208131]
[0.94159217118888239,29.337156190702487,1.782,0.6,-2.8647192986726001E-2,0.39971289156955198,0.31151399556126003,2.4504882166528899,null,3.3615644774190065,13.255249335528024]
[0.140820387743536,9.1955391152916217,1.5660000000000001,0.437,-2.7872650492286599E-2,0.377660929329178,0.30327047938325902,2.4042585085332302,null,2.1617064545473186,6.8610402695569057]
[0.13743147018440893,9.1447477333428999,1.4350000000000001,0.66900000000000004,-2.9903502554609E-2,0.386137693827735,0.28627102581988501,2.41885262719545,null,2.1558352175169464,10.903085879025364]
[0.65777242850644235,25.7745404953275,0.72299999999999998,0.40400000000000003,-2.88200244434609E-2,0.40759175658695901,0.31193716416643003,2.3457684266456802,null,3.2296671099650953,14.428657557492375]
[0.71205710200484085,26.508039073997136,1.3120000000000001,0.52500000000000002,-2.47024413055686E-2,0.41756045717339901,0.31107545214715299,2.3608070522405402,null,3.2582824676831863,12.807130640181963]
[0.61329185715018553,25.15062881616949,0.57499999999999996,0.72099999999999997,-2.77528786941089E-2,0.41378526976619501,0.30389683305639997,2.3151471998367601,null,3.2046652459321865,28.093510632989702]
[0.37743481865403983,21.376765741801066,1.2130000000000001,0.33200000000000002,-2.32612647966873E-2,0.36866432983173603,0.30305171415696103,2.40029393241565,null,3.0384456041005938,8.027902454508256]
[0.57790642339768361,24.637944042795173,1.585,0.71199999999999997,-2.65275571633952E-2,0.366830747422138,0.27183269261640602,2.30576245714769,null,3.1836419903151043,12.194400498765251]
[0.33167588612283994,20.517128387163083,1.9650000000000001,0.433,-2.8839657706897E-2,0.353482899353188,0.31023285438947001,2.4062731406156601,null,2.9963802931922645,7.4167542795015988]
[0.66484055194394442,25.871716556038024,0.84699999999999998,0.35299999999999998,-2.92645673091592E-2,0.323481999660165,0.30897791856228202,2.3828507808739801,null,3.2335055553252303,11.807058857359577]
[0.38135104422056199,21.447850998052544,0.66400000000000003,0.31,-2.4423003754754199E-2,0.42705976290097603,0.29162424166433898,2.4099338656002498,null,3.0418461100601624,10.922782626568157]
[6.6489993797199776E-2,7.8829237285523135,1.839,0.35499999999999998,-2.5852547087104098E-2,0.35005211328286501,0.311142294345568,2.4188116274839002,null,1.9976378423761729,4.8418581831802472]
[0.70157693344884864,26.368667963896385,1.6220000000000001,0.441,-2.5925290457268099E-2,0.33941210733659599,0.30090245494477003,2.3753133800084401,null,3.2529079560675895,8.8032657590454395]
[0.26819088182860207,19.219278813628446,1.8420000000000001,0.76600000000000001,-2.55149611047281E-2,0.41484946352058899,0.31584245022586999,2.31930011295553,null,2.929316056135765,13.129125793198639]
[0.1629271868921589,9.5128592224353579,1.577,0.46600000000000003,-2.40850227800384E-2,0.32938867329146598,0.30515716488328998,2.44369593567207,null,2.1976251163851948,7.5470499102752164]
[4.3403339629278226E-2,7.32925255257127,1.823,0.66500000000000004,-2.48358418752559E-2,0.30478957985716199,0.30969856919487199,2.4434514521387598,null,1.9194242821416896,8.8803273944575771]
[0.97465752019677521,29.714844230071328,1.7649999999999999,0.55300000000000005,-2.5258400012562202E-2,0.42297505689757497,0.30685918321431999,2.4092439944269501,null,3.3745792953842519,11.894820842479568]
[0.78721663661427976,27.478884693687895,1.994,0.439,-2.5291719558602301E-2,0.40264324238264598,0.29061263693317502,2.4040076896349198,null,3.2949400037714001,7.9131727433748091]
[0.10711272779282721,8.6591106807670357,0.63400000000000001,0.623,-2.81212506969938E-2,0.36896181743003498,0.30775089232831299,2.3496152470290599,null,2.0978813413582285,17.055689593424876]
[0.338649149956052,20.651797889844644,1.962,0.77300000000000002,-1.81760421079654E-2,0.43114725197834602,0.31456058855857399,2.4132176072392402,null,3.0030882484310921,14.588306162053504]
[0.25285319539137774,18.883278500257703,1.286,0.42599999999999999,-2.6652722195325398E-2,0.41914489119510501,0.31593585679757802,2.36793632597153,null,2.9111948066821598,9.6672882338370112]
[0.76001610060793467,27.133115399466398,1.679,0.65700000000000003,-2.50681699527571E-2,0.38998149823160899,0.30348752602776102,2.3636692827264598,null,3.2820378804337609,13.209157950732457]
[0.69819349576050316,26.32345113549006,1.1819999999999999,0.71699999999999997,-1.9457514849283999E-2,0.36133751828528099,0.303215445497795,2.3453036313168698,null,3.2511580519920367,17.833141774263193]
[0.21451532576874177,17.995847774541616,0.63400000000000001,0.39200000000000002,-2.4001552362791698E-2,0.39593961007407502,0.28768167643986298,2.35123476921307,null,2.8616912483383765,12.737772725334315]
[0.81270679098530274,27.797529359065855,0.71,0.72899999999999998,-3.10434345024201E-2,0.35065171180105398,0.301520977225742,2.3858564752620199,null,3.306684348626042,27.781269589958494]
[0.71260506886146424,26.515297932944335,1.0249999999999999,0.621,-2.76566320838839E-2,0.405891734959893,0.31050366760064102,2.4496400169962,null,3.2585615980903877,19.455226391868745]
[0.62444614334893356,25.309155302740287,0.63600000000000001,0.72,-2.4035591155809301E-2,0.447238708255913,0.29412223116039699,2.42064223008233,null,3.2110773340832632,27.706626802504708]
[0.91088847420664654,28.980459770568157,1.45,0.76400000000000001,-2.0126082987854399E-2,0.40585164824279102,0.313572125297153,2.41766064036922,null,3.349115479820155,19.160549483094382]
[0.54757358959817659,24.18582423035285,1.012,0.753,-2.50166986697021E-2,0.35869462163176602,0.28954457150430801,2.3718249556468698,null,3.1647281673274921,20.002764949174026]
[0.65901377615264556,25.791644816533701,1.9510000000000001,0.71199999999999997,-3.0814454893700799E-2,0.37059935602070698,0.31263789000661502,2.3708574307053798,null,3.2303437986592765,12.857475354760419]
[0.15112826914615529,9.3463816725259434,0.78900000000000003,0.34499999999999997,-2.5460484250750801E-2,0.42530888138217099,0.27982896650738798,2.4441123508977398,null,2.1789422004105736,8.4907344202817665]
[0.11128290319774659,8.7296598906225107,0.94299999999999995,0.36099999999999999,-2.85596549350031E-2,0.33415596042099599,0.297291477062953,2.3151308909431201,null,2.1065122911546306,7.135699210556294]
[0.11085649187171365,8.7225074189266838,1.2090000000000001,0.69699999999999995,-2.4504289649377901E-2,0.37768292860881397,0.30773489378276198,2.42627174211185,null,2.1056406558160283,13.268282006531765]
[5.9053325074869267E-2,7.7169220883858003,1.0309999999999999,0.46899999999999997,-3.1173851091622601E-2,0.43597332813160999,0.31170846675189001,2.4742292656946399,null,1.9748252401071695,10.110229674235727]
[3.0466702216615182E-2,6.9514962918429788,0.89300000000000002,0.59899999999999998,-2.8833768314668499E-2,0.42443548278744703,0.29897096932817602,2.4791601810493602,null,1.8623047009421989,13.391956669092698]
[0.46565749868307016,22.898047214549269,0.88400000000000001,0.76800000000000002,-2.7377488444505101E-2,0.40676545858841001,0.30271261380947501,2.5828754372271798,null,3.1088076302381911,28.321578714174624]
[0.21748172540882027,18.067208923315398,1.589,0.65200000000000002,-2.9255767241946101E-2,0.36906054937703903,0.29229575180550699,2.4711548500449201,null,2.8657639093148495,12.808087864528067]
[0.43287788046054676,22.3511841528079,0.68100000000000005,0.32200000000000001,-2.7294408501082602E-2,0.34990234073673798,0.32490563788840898,2.3571292548566198,null,3.0840805456162075,12.281134274320333]
[0.76185226055885147,27.156649199004303,1.6479999999999999,0.46200000000000002,-2.4811974238222002E-2,0.38694738645876903,0.30685481846055601,2.3699989138280899,null,3.2829213269151283,9.5662230529349355]
[0.73704298214132868,26.836233806895009,1.728,0.57899999999999996,-2.8152568980539E-2,0.37524454800453499,0.30678235686473199,2.3804498541894401,null,3.2708255369484234,11.534514273693418]
[6.1485690082080269E-2,7.7723115373745486,0.99399999999999999,0.35899999999999999,-2.7141961401480799E-2,0.45183743095698098,0.295907168981005,2.4219319418371601,null,1.9824952585898712,7.2991384316440406]
[0.18092066902138149,9.7555318974508722,1.117,0.49399999999999999,-2.1247750875527702E-2,0.37614372280868602,0.29749645310846601,2.4473606936400998,null,2.2242474002917025,10.273727777563947]
[0.73684329972994389,26.833633181317367,0.81699999999999995,0.73399999999999999,-2.6278501699422901E-2,0.39873749902259897,0.29652227071981302,2.4060078818678998,null,3.2707267612765589,24.667872423167626]
[0.64815520016296002,25.641475653768961,0.501,0.745,-3.1177532860518001E-2,0.317313047674189,0.31468582681284102,2.4359922435948098,null,3.2243870393102272,40.350700453954119]
[3.2705560075713902E-2,7.0219285371803419,1.4730000000000001,0.51400000000000001,-2.97258024895845E-2,0.40448220872877,0.29840291183151701,2.4062342134620098,null,1.8732059668749399,7.7482087047518347]
[0.88427332746990961,28.666366230919216,1.1850000000000001,0.32,-2.71821325939402E-2,0.412867144028842,0.28813452788470301,2.4707420875873898,null,3.3380235243541003,8.8290245119083295]
[2.9546306545121803E-2,6.9217929956528161,1.5720000000000001,0.53500000000000003,-2.50042751549585E-2,0.43296990454291601,0.27402369134024301,2.4623570379388098,null,1.8576713133642899,7.9122141545061027]
[9.4151660103357182E-2,8.4305914231979955,1.9330000000000001,0.33600000000000002,-2.7015393640377399E-2,0.36685222879490398,0.30774214214573897,2.4207108914037998,null,2.0694003507932961,4.5392954642195971]
[0.56445253821248353,24.438911562479387,1.6779999999999999,0.32100000000000001,-1.83375582004312E-2,0.35276876150184899,0.30848746734680099,2.49666827163359,null,3.1753597911235292,7.204926984406006]
[0.4987508971211092,23.43094612484391,1.8640000000000001,0.57599999999999996,-1.8521639425494601E-2,0.37870957714346898,0.30397105032912097,2.3854211885568,null,3.1323288446740718,10.621604035548996]
[2.4443992084570487E-2,6.7479985728172984,0.86799999999999999,0.753,-2.4197136391484499E-2,0.38174938249728702,0.30116479448377598,2.4200601670336201,null,{"$f":"-LN(-LN(1-(1/B299798)))","v":1.8301205364288042},{"$f":"D299798*(C299798^((E299798*J299798)+F299798-1))*EXP((G299798*J299798)+H299798)","v":16.140452642161048}]
[0.74612523707808642,26.954149205322981,1.24,0.48599999999999999,-2.7779145799621301E-2,0.32455622548614199,0.28292844802080003,2.3903468035964601,null,3.2752939194334267,11.365772779488585]
[0.27924777051107041,19.455575353236902,1.956,0.41399999999999998,-2.3034422146475102E-2,0.42405670785481803,0.32333207974163503,2.3380566040922899,null,2.9418661086625493,7.210242809715826]
[0.20185777399188531,17.685657218948833,1.8180000000000001,0.47899999999999998,-3.0484585988037799E-2,0.43976194204609798,0.302499505390731,2.2964098330948999,null,2.8437928956148979,7.6438939816730818]
[0.4055841729616787,21.879828870441678,0.98299999999999998,0.50600000000000001,-2.61443041315896E-2,0.40293228817869398,0.313790849201461,2.4340070180700701,null,3.0622655482317946,15.261136033701455]
[0.31309684502523749,20.151251431359448,1.0109999999999999,0.66500000000000004,-2.7380352791116402E-2,0.44195960984347499,0.306714928325583,2.4236489322433501,null,2.9779251683155294,18.5794821958422]
[0.35257341278416332,20.916620643087164,1.7370000000000001,0.73699999999999999,-2.6625475412284799E-2,0.35027397849854103,0.300091191674278,2.3384752813001501,null,3.0161493369590877,12.620637996545939]
[0.60856777716108579,25.083055162811235,1.2649999999999999,0.46500000000000002,-1.9142857269239401E-2,0.349947482872146,0.29819229511311601,2.4502419301873699,null,3.2019194718199251,11.847229750667587]
[0.65224434011171883,25.698173180155692,1.569,0.73499999999999999,-3.0250479754677099E-2,0.44351519933716499,0.29591347709014798,2.4097524397193801,null,3.2266402322831649,15.832197628576854]
[0.58125348324261028,24.687098426905866,0.82599999999999996,0.71599999999999997,-1.9659684422913201E-2,0.33279140973583399,0.29892591898932103,2.3571107989688498,null,3.1856768954496935,22.529673895665475]
[0.40850350953574732,21.930987544383477,1.91,0.36,-2.2169395808583101E-2,0.369046980920053,0.28474555328231099,2.43654335719686,null,3.0646564073813911,6.2669038727908939]
[0.63019944030578612,25.390368649049993,1.335,0.78300000000000003,-3.4791848681866799E-2,0.45611398929596197,0.30516751479943199,2.3706209414787902,null,3.2143463934021721,18.494154382036996]
[0.98801232931138327,29.865569675948421,0.56399999999999995,0.68300000000000005,-2.6933605667544502E-2,0.377107012617027,0.303361968110751,2.4162502966585802,null,3.3797262398158865,32.108914006671313]
[0.22130359959820489,18.158436147887564,1.9710000000000001,0.70799999999999996,-2.6007016459710201E-2,0.35558774864597997,0.31060484739023297,2.40485817247753,null,2.8709462971299251,11.74413042483757]
[0.47708438207779613,23.084131361396683,1.534,0.63600000000000001,-1.6863413449642501E-2,0.32149389944773499,0.295412122940098,2.3938010544538502,null,3.1170840878692947,12.797619156408444]
[0.38649878386553771,21.540737128784571,1.4330000000000001,0.79200000000000004,-2.8630213969907701E-2,0.36232712435539699,0.28494566957740097,2.41927997569482,null,3.0462721423445744,16.335080492558209]
[0.96539293546160132,29.60967451733887,0.70399999999999996,0.77300000000000002,-2.31578609155823E-2,0.32213407321783999,0.29677502439243802,2.3954000091338599,null,3.3709722208546893,30.073917832546165]
[0.43061919319505637,22.312751882168335,1.593,0.36199999999999999,-3.0211861724875302E-2,0.41148797359106598,0.29812212960266099,2.4482916084865201,null,3.0823195625742406,7.642357687895645]
[0.24489182780164154,18.704848404931916,1.7170000000000001,0.57699999999999996,-2.1844592244834898E-2,0.39327570749532698,0.30059068159598801,2.35481765872249,null,2.9014364263147034,10.122948700716851]
[0.74261101629316617,26.908609473611744,1.298,0.72699999999999998,-2.7779501841975699E-2,0.33662499078984898,0.29088816624187203,2.3539094012155801,null,3.2735705659139751,16.290467070711035]
[0.7653225094900945,27.201049564328091,1.4430000000000001,0.372,-2.6998782774703401E-2,0.39018718464400598,0.29098627419893103,2.3836708602767702,null,3.2845859705041636,8.1207674205277769]
[0.98065113305540186,29.782616423348475,1.6080000000000001,0.50600000000000001,-2.67605023726325E-2,0.38181774588351303,0.29725008147219401,2.4621084596259499,null,3.3768968465954283,11.566556298485761]
[0.92016676495589078,29.088874590488242,1.78,0.38600000000000001,-2.15288689344134E-2,0.38760674876440898,0.32302094298260198,2.3141108984991998,null,3.3529156695150859,7.7719282561262109]
[0.57153634334140346,24.543999212510318,0.97199999999999998,0.39400000000000002,-2.39187121928566E-2,0.38731300888476899,0.29766691501431802,2.4177067822577101,null,3.1797412784936658,11.615798476005203]
[0.8103251252432967,27.767970518095485,1.2,0.57799999999999996,-2.5930023472392798E-2,0.38882529159812601,0.29011013204603397,2.4935066306284899,null,3.3056006798476441,16.074844240528243]
[0.48334305125976074,23.185108260025622,1.726,0.61899999999999999,-2.2888668803573702E-2,0.383402702006858,0.27637385491473299,2.36861085182356,null,3.1215467176964338,10.763223146041469]
[0.78074705190270832,27.397192730698514,0.75700000000000001,0.66500000000000004,-2.4451560156642599E-2,0.37381452183873098,0.31021480304391502,2.43243821911418,null,3.2919067170910048,25.595117745871168]
[0.96184037359110464,29.569212764537092,1.5880000000000001,0.54300000000000004,-2.7964344803624998E-2,0.37378326853518501,0.280533835569233,2.45870616827861,null,3.3695810037788911,11.706610661856024]
[0.44747210018747774,22.597129225445279,1.361,0.73,-1.6963750432096199E-2,0.36799738927741199,0.32356430274599401,2.4203075516275501,null,3.0952769968950462,18.104099981163241]
[0.53265722776365909,23.958897850719918,1.28,0.74399999999999999,-3.1736710652512601E-2,0.39112696951905501,0.29588813615735599,2.38392977842937,null,3.1550984052897939,17.231628713466797]
[0.15115797193393221,9.3468087710113874,1.67,0.45900000000000002,-2.48317622453872E-2,0.31187150867220698,0.30436930574812299,2.3765231208798601,null,2.1789905817986495,6.5561228753503178]
[0.50981856172628537,23.605198868632797,1.6779999999999999,0.56599999999999995,-2.6202603975889999E-2,0.36877843217336398,0.31756363279252198,2.3702481228782899,null,3.1399015210514296,11.346377137840125]
[0.50532968707749171,23.534754900994635,0.96099999999999997,0.44700000000000001,-2.3425467815303899E-2,0.37010142294451298,0.29008896426096198,2.3750031334621502,null,3.1368470710430056,12.277302870739453]
[0.45355791443657445,22.698502049333968,1.056,0.66200000000000003,-2.54309634526796E-2,0.38643493136419499,0.29396448946502401,2.4277727647330898,null,3.0998556633291217,17.971785433161457]
[0.928039240145343,29.180434868229632,1.5,0.39800000000000002,-2.7408017268908999E-2,0.38895913907614899,0.27880157038014902,2.4147364092921602,null,3.3561138562132902,8.5341070181937884]
[0.35632586049431392,20.987088961654567,0.88800000000000001,0.39300000000000002,-2.0343567547210801E-2,0.39701626407801099,0.31448327884496202,2.3103443879665599,null,3.0195962850428457,11.077683603105768]
[0.1335285669676759,9.0854707037206239,0.80300000000000005,0.59099999999999997,-2.25458328430207E-2,0.34065224846660003,0.29258267118215397,2.3962105264117,null,2.1489391044395587,14.215099601524287]
[0.56969642364446849,24.516767064563894,1.3009999999999999,0.69599999999999995,-2.65123172278772E-2,0.41413959024318098,0.29259611861899398,2.3968374596074802,null,3.1786077129812669,16.250862234168505]
[0.26053653429462387,19.052832705711619,1.2929999999999999,0.443,-2.5117646640175999E-2,0.32625966159323999,0.30856767381249001,2.4039939262697301,null,2.9203803057157431,9.9638788639514058]
[0.96396282755511498,29.593395331404501,1.1299999999999999,0.61299999999999999,-2.7370873282421101E-2,0.31190944879337901,0.29883789464766702,2.4082215144656698,null,3.3704127180344692,16.956762096690351]
[0.54662527923891491,24.171490065027864,1.143,0.69899999999999995,-2.2793633807652001E-2,0.40091207767049802,0.30492014504835402,2.37932738245651,null,3.1641226250335586,18.107316869829582]
[0.72936172417681255,26.735939352177631,1.361,0.41699999999999998,-2.3300542603167201E-2,0.34549590872456498,0.29375581149947899,2.46289565921888,null,3.267009115817574,10.203551129230666]
[0.41335894924888206,22.015671452780346,1.2030000000000001,0.73099999999999998,-2.4635610952472901E-2,0.436338335209985,0.291952718490678,2.3769535318313602,null,3.0686015171468437,17.138913195795105]
[0.84113194819231263,28.147025462208831,1.7729999999999999,0.56200000000000006,-2.8021075695884998E-2,0.40241702099446902,0.29944335678921502,2.3820766432536802,null,3.3194091045518319,11.070814178741342]
[0.3817358330480668,21.45481574720591,1.9039999999999999,0.35,-2.65945186449549E-2,0.380188058921272,0.299959793231725,2.39607793216542,null,3.0421786614459134,6.0955279345466273]
[0.61621728108244112,25.192343911570198,1.6180000000000001,0.52300000000000002,-2.7683730633494701E-2,0.414425002720342,0.29236858009068001,2.3619061465385198,null,3.2063565316151563,10.243921926743688]
[0.69288412004516675,26.252274316778706,1.609,0.32700000000000001,-1.8817983407469801E-2,0.376211388469055,0.30411155555833402,2.4698040990467098,null,3.2483972684030595,7.4941959483380014]
[0.56923779794157114,24.509972226948726,1.663,0.41499999999999998,-2.2836898546111799E-2,0.43193723656169902,0.32159133632605302,2.3951566551741301,null,3.1783246705590993,9.1335480758808885]
[2.5498203414109022E-2,6.7852942129418405,1.5189999999999999,0.435,-2.7070037234539199E-2,0.35978384462173202,0.30115138356751597,2.5394860720013899,null,1.8360974039465838,7.1821427131295588]
[6.0237582343406815E-2,7.744029481059898,0.98099999999999998,0.751,-3.1180669947574399E-2,0.39259578399915901,0.29132555353388001,2.4270716293511199,null,1.9785862930841251,15.332426007442743]
[0.84611827951809504,28.207721712697921,1.145,0.65,-2.5782025912207601E-2,0.404848896068013,0.29376244396797302,2.4044072512816399,null,3.3216025743936566,17.412780917852427]
[0.34964913408472964,20.861444375166659,1,0.436,-2.4351712679256399E-2,0.36722255206448201,0.29656676172454399,2.4291521508638501,null,3.0134420758694507,12.094198481884176]
[0.29447623517937183,19.773491708448589,0.65200000000000002,0.34100000000000003,-2.7753942331548501E-2,0.29122933824500002,0.312470078585252,2.30130474658427,null,2.9585062642805666,12.038921452427523]
[0.95866118296970215,29.532940105799593,1.3720000000000001,0.38700000000000001,-2.89340823979354E-2,0.37114887795513002,0.29371595314542898,2.4092211614110401,null,3.3683321747201864,9.2028527752988314]
[0.35744854667831794,21.008100024937434,1.903,0.49199999999999999,-1.9802784291141899E-2,0.293760129470375,0.30818233221692498,2.5122905540460598,null,3.020621742159475,9.4028349620336193]
[2.7340576655852766E-2,6.8486676504936188,1.0680000000000001,0.53900000000000003,-2.5431920555560501E-2,0.35808648963529,0.297380079398957,2.3728630647842501,null,1.8461718553941171,9.5689090700140831]
[1.1295351124365638E-2,6.1882419326659468,1.1559999999999999,0.52500000000000002,-2.7981407904397501E-2,0.47474319469980503,0.30476988159286,2.3523329056753002,null,1.7358170547937917,8.6176748990999759]
[0.68392362875498891,26.131529784097374,0.61499999999999999,0.75700000000000001,-2.2593825037676599E-2,0.350038880315304,0.312455636937228,2.4191363564629,null,3.2436963609860356,33.30976431417816]
[4.0127350338884371E-3,5.7082315152801764,1.9370000000000001,0.72099999999999997,-2.09492152822452E-2,0.38635138898356503,0.30437095724573698,2.3501550695080899,null,1.6471558985199273,8.1324623066134691]
[0.53008716430312197,23.919479381213105,1.321,0.39900000000000002,-2.79843785976506E-2,0.30558054919998201,0.29157497138754701,2.3216153398609101,null,3.1534161609804636,8.2021238223094777]
[0.32760570599791261,20.437869088016079,0.95,0.311,-2.5463041328787801E-2,0.41329944322697498,0.306135090915026,2.4685212102606702,null,2.9924112016889963,9.4938389946208712]
[0.57061633164391423,24.530387859167718,1.746,0.34499999999999997,-2.65268238084524E-2,0.40310064891422998,0.30546480937626302,2.3283055192467699,null,3.1791748529061259,6.3952208831453943]
[0.69113601386463241,26.228779790366456,1.216,0.71899999999999997,-2.3908885736014102E-2,0.36775444571516303,0.30088770731825198,2.3769846593907702,null,3.2474842940946389,17.910516920147824]
[3.4325091888775972E-2,7.0713851612138665,1.478,0.72399999999999998,-3.0447259455859001E-2,0.34708193103093499,0.280219318566786,2.3760146876013502,null,1.8807900159118629,10.00038146633246]
[0.31622167415701852,20.213533404303192,0.94699999999999995,0.33400000000000002,-2.6753994028196199E-2,0.384261424089134,0.295142210267057,2.3522874569434302,null,{"$f":"-LN(-LN(1-(1/B299862)))","v":2.9810908828190059},{"$f":"D299862*(C299862^((E299862*J299862)+F299862-1))*EXP((G299862*J299862)+H299862)","v":8.7880505768280415}]
[0.55081460036373375,24.234720195532095,1.9470000000000001,0.374,-2.6852858746652698E-2,0.41288272313394198,0.32530095748992899,2.3782038029716701,null,3.1667910067460254,7.2211535956713391]
[0.93971974458193286,29.31557156814182,1.0680000000000001,0.63500000000000001,-2.8334555412417899E-2,0.33404001624516599,0.301077566841777,2.41156416063024,null,3.3608155465428147,18.526891329112683]
[0.58561545226026646,24.750945692213953,1.093,0.59499999999999997,-2.8000495312273201E-2,0.37453903383248599,0.31031860770700098,2.2884741917849598,null,3.1883138908902788,14.807217666234582]
[0.14875480645911554,9.3121167432468059,1.4750000000000001,0.79600000000000004,-2.2492964795055598E-2,0.42398907770489602,0.32848890173214801,2.3734739580309299,null,2.1750530323098589,13.693385864160241]
[0.65240793895714844,25.700437839329691,1.4410000000000001,0.63800000000000001,-2.28667962292512E-2,0.351489408899192,0.30699572752012799,2.3698878409019999,null,3.2267301257832672,14.114204217263657]
[3.0799384829101828E-2,6.9621220919294826,1.0940000000000001,0.59199999999999997,-2.7853841808015201E-2,0.35579125129422601,0.30546090431891898,2.4448738125799601,null,1.8639569881996958,11.329960694850486]
[0.4084881087714719,21.93071814073225,1.405,0.54200000000000004,-2.6888832022357801E-2,0.40065488030927099,0.29362099239227202,2.33627892177664,null,3.0646438319854385,10.933298491439139]
[0.88371508183178615,28.659727949779779,1.0369999999999999,0.76100000000000001,-2.55099761272784E-2,0.35642837484074302,0.30406202682607397,2.4709549769372701,null,3.3377877658995345,24.197560435593825]
[0.34129399424684559,20.702512680272093,1.159,0.36599999999999999,-2.32033797111094E-2,0.32388973726412701,0.28799672809790799,2.3306978902748301,null,3.0056027550233315,8.0134696734114446]
[0.87284740773285685,28.530076646597479,0.54500000000000004,0.70799999999999996,-2.9027995217137802E-2,0.33438835411340601,0.29127761103664601,2.4348136659817601,null,3.3331720204614221,33.889808564947884]
[0.31630002411209834,20.215091058475856,1.6080000000000001,0.73699999999999999,-2.98719317317463E-2,0.373051308084623,0.29234333707013499,2.40255526844506,null,2.9811699280576711,13.857386617101492]
[6.1076462373493845E-2,7.7630703568108306,0.84799999999999998,0.65200000000000002,-2.4459028732009499E-2,0.39723480746995998,0.30165928897417499,2.3836130606003798,null,1.9812196867811562,14.309533221629726]
[0.93081595169358977,29.212636517283059,0.99099999999999999,0.71799999999999997,-2.2269389875929701E-2,0.40585235015851001,0.31257902029780499,2.3785391574089099,null,3.3572362276312124,22.258022696316594]
[0.31395691923096725,20.168424726740589,0.68700000000000006,0.50900000000000001,-2.56541928992794E-2,0.34820683186037799,0.27782164396139603,2.44605419462671,null,2.9787990669640405,17.667164413089942]
[0.50644356603650298,23.552264107836965,0.71,0.48299999999999998,-2.7349089951923901E-2,0.40884788315464698,0.320564808938754,2.4038121215620998,null,3.1376071421407961,18.425455038206799]
[0.40496050659698368,21.868875850477266,1.3169999999999999,0.45200000000000001,-2.8048249172086499E-2,0.40683925180626501,0.296755385352099,2.3701564213448001,null,3.0617529236782643,9.9512446944891231]
[0.87925093094039197,28.606567671202473,1.8129999999999999,0.65200000000000002,-2.8219159333264399E-2,0.34622454112058398,0.28702350788179998,2.3985757210698901,null,3.3358977714986073,11.981351442321797]
[0.47653695119383965,23.075267737121983,1.0189999999999999,0.47399999999999998,-1.9555770009613099E-2,0.30125052088113502,0.29258873108988998,2.3282251502245499,null,3.1166914111154056,11.932754695858323]
[0.20399922014040939,17.738805858944293,1.252,0.754,-2.0816755859433201E-2,0.29392224813940798,0.32467626533570598,2.4464081886737499,null,2.8468824778002233,18.473847079334199]
[0.81909471030089187,27.876596601788727,0.63400000000000001,0.441,-2.0062606758851201E-2,0.437404179770779,0.29951080153151199,2.3495724186809901,null,3.3095773052217572,16.589218052313058]
[0.73936290557718654,26.866422263234313,1.0289999999999999,0.36199999999999999,-2.8139892448642598E-2,0.468151331149394,0.29398750063205698,2.3706179470586402,null,3.2719714263563024,9.9601212982423917]
[0.92935045279786388,29.195647054936092,1.998,0.51700000000000002,-1.55630707658012E-2,0.36868040365163601,0.29894876898226802,2.4200592192130399,null,3.3566442259418579,9.8817357753020261]
[0.18676543241132781,9.8317366496339567,0.61299999999999999,0.30099999999999999,-2.8300609132124701E-2,0.45125714784759602,0.29775439252875202,2.40004366316552,null,2.2324629809698364,8.7023532070841974]
[0.53452354920493916,23.987463073731728,1.476,0.70699999999999996,-1.9597322032686298E-2,0.44403001649768098,0.29544855183459301,2.2794375975412202,null,3.1563157039238905,13.800439219694015]
[0.34152390440836333,20.706911900754051,1.5509999999999999,0.51800000000000002,-2.1162094619811299E-2,0.35239510654565798,0.30505494835429497,2.3811813314592301,null,3.0058205763633667,10.259353625514063]
[0.89765545114174361,28.824874868930401,1.946,0.77200000000000002,-2.5664964887829898E-2,0.357107800893326,0.28975279711079099,2.4015042344578901,null,3.3436365069509026,13.824000394142582]
[0.3603766913826939,21.062745484277286,0.7,0.497,-2.5247595471829101E-2,0.304602313120378,0.30081775377120001,2.3596758354764402,null,3.0232838300318652,17.205415581055245]
[0.88006588137401465,28.616282366527919,0.65600000000000003,0.34,-3.7064578178410898E-2,0.36619478872622901,0.30553702899113999,2.4853857752574999,null,3.3362434225937512,15.568718584953501]
[0.47903124814063047,23.115612548110867,1.83,0.442,-2.6640514978573102E-2,0.40388656667547601,0.306020557048238,2.3716846874840698,null,3.1184775235938473,8.1589165476499623]
[1.3073388384282292E-2,6.2783479761142065,1.151,0.66,-2.4359196234697001E-2,0.40772635664495699,0.30329534411505699,2.4666141875548102,null,1.7516138802684578,12.098270768892332]
[0.70533252908560418,26.418730879833689,1.7669999999999999,0.39600000000000002,-2.4713649311481501E-2,0.38658436043474498,0.31800985575429103,2.3579351697728401,null,3.2548418388720646,7.9380375880145255]
[2.4110595485773434E-3,5.5489830995323697,0.57399999999999995,0.60799999999999998,-2.5124713341536899E-2,0.39463758702574803,0.31462027060425002,2.37816434135032,null,1.6159039105910995,15.604667020961212]
[0.30896880690096107,20.068495718592999,1.2889999999999999,0.374,-2.4042893939372201E-2,0.29338479556597002,0.30243268569751802,2.3695785945210002,null,2.9737032276190707,8.0678539271063929]
[0.14241916526807608,9.2192885251555765,1.6419999999999999,0.34,-2.1757932583022901E-2,0.45863820122901999,0.32152826070211799,2.3287473539383998,null,2.1644399620216843,5.2280709904234248]
[0.99774437685501272,29.974767129586446,1.411,0.40500000000000003,-2.60971078284668E-2,0.35424768328247802,0.30768178545550601,2.49450315906026,null,3.3834386118732742,10.793292143921461]
[0.78068080901503256,27.396354529459749,0.82499999999999996,0.38300000000000001,-3.2102221581063899E-2,0.37084303176066402,0.30130233770157999,2.3525597589157599,null,3.2918755462742144,12.504024783927511]
[3.6529668053900566E-2,7.136868855764801,0.70099999999999996,0.317,-2.6450410097155E-2,0.401725922914006,0.288713698789128,2.4478299474268099,null,1.8907437508880167,7.9658338596662874]
[0.15201182609183461,9.3590685084636291,0.94399999999999995,0.48499999999999999,-1.9749803268605801E-2,0.34923671237013998,0.30327808690670599,2.3629738614167901,null,2.1803783563061629,10.387602090156053]
[0.19377071572624316,9.9215180042117481,0.56200000000000006,0.309,-2.2112378215135699E-2,0.36825540993684702,0.29265035087062602,2.4445107493279901,null,2.2420562663494339,10.163972053281011]
[0.38138418586822154,21.448451006268201,0.96699999999999997,0.47,-2.5317679230626101E-2,0.42327967196940602,0.30200046813391501,2.3466149991373602,null,3.0418747634822503,12.580867558898463]
[0.57711601345636176,24.626315448648363,1.516,0.78800000000000003,-2.8409797818174001E-2,0.42916520394512098,0.31504032133473298,2.4081854596971901,null,3.1831599804907027,18.13084903438234]
[0.85524020243927901,28.31829750192853,1.923,0.75800000000000001,-2.5716415746448E-2,0.380697979197959,0.27844699670305301,2.4685456525246301,null,3.3255862870266837,14.247739751578717]
[0.28292061610428765,19.533028984348107,1.028,0.44700000000000001,-3.1556873631690699E-2,0.43446574688325101,0.30047774020941298,2.2878210423502301,null,2.9459457289526516,10.481700330713965]
[0.75720447877552677,27.097024082029101,0.92800000000000005,0.65700000000000003,-2.2197559570802002E-2,0.35995597513669902,0.29421913380065001,2.4415156748631799,null,3.280681512869922,20.904232462514283]
[0.96179555277721718,29.56870180288999,0.80500000000000005,0.42299999999999999,-2.92948144561671E-2,0.34399234498111803,0.28326700964194801,2.41570484091157,null,3.3695634227405042,14.490831323463071]
[0.21190060013201018,17.932536440840821,1.617,0.66,-2.2810812997129101E-2,0.36945127929460903,0.28145106833356398,2.4257114860193898,null,2.8580640536731949,11.944202104911922]
[0.92577147044941799,29.154099685287282,1.462,0.48299999999999998,-2.8956686054276402E-2,0.38220434992063501,0.28656355307183501,2.35947806786975,null,3.355195019868447,10.192720956336489]
[0.17690902864501068,9.7025130069598262,1.252,0.51100000000000001,-3.4542475947299998E-2,0.42276595590729199,0.29978483910444798,2.3939022688143998,null,2.2184913141931135,9.3993003893694151]
[0.33317525308143148,20.546203138421429,1.504,0.371,-2.4435753335060401E-2,0.419430841887729,0.29672818628973802,2.29295736789746,null,2.997832336145323,6.8489934449011507]
[0.39121625729896581,21.625317817218502,0.98199999999999998,0.55000000000000004,-2.8998078590293901E-2,0.355991887889198,0.28245905451603898,2.4089278014655902,null,3.0502854431821191,14.672513808026997]
[0.92652998622792104,29.162911772742468,0.82399999999999995,0.59599999999999997,-2.7120518093524799E-2,0.33254410768353898,0.306719189256484,2.37267181571411,null,3.355502568220686,20.721675939856155]
[0.57416932105809748,24.582893063369127,0.60399999999999998,0.49099999999999999,-2.7115398871272001E-2,0.31028819443781402,0.29445356479012202,2.4261291005071199,null,3.1813580485127702,20.964119547631942]
[0.33615459212229071,20.603783039216403,1.494,0.36,-2.0257137092860401E-2,0.345219112321552,0.31507080805866799,2.4034802751129498,null,3.0007017650728649,7.6905577419776678]
[0.67479365331063079,26.007685058468237,1.7849999999999999,0.755,-2.3565344601427899E-2,0.41829897188778498,0.30354909550765202,2.33138952518597,null,3.2388516816450856,14.185641553461698]
[0.17989798600701468,9.7420721473715304,1.7609999999999999,0.79600000000000004,-2.79615844217471E-2,0.37963644219700499,0.30065283733943299,2.41423291684421,null,2.2227892607389848,11.800491317763553]
[0.74530949828558268,26.943587865676569,1.7070000000000001,0.78400000000000003,-2.58555098611465E-2,0.32803071370345799,0.289201538441549,2.39591626858491,null,3.2748945126761568,14.806540494256559]
[0.26876859669552311,19.231744404083955,1.8919999999999999,0.65800000000000003,-2.27744702054569E-2,0.42053312537952697,0.30531032814665399,2.4406706053691201,null,2.9299820737016016,12.2391204509722]
[0.9318549268689027,29.224673208783752,0.96299999999999997,0.53800000000000003,-2.4980973443089E-2,0.39690470687613399,0.29903355457490999,2.3957907585819802,null,3.3576554368432281,16.541061034300235]
[0.2257544282014986,18.263689105116786,1.649,0.42199999999999999,-2.6166897921110301E-2,0.32122148525799998,0.30547987227305401,2.42319784778809,null,2.8768922548792806,7.8626536378028966]
[0.87971825298865669,28.612138979149776,0.67900000000000005,0.307,-1.8461916898099302E-2,0.436983622463611,0.30814437067060801,2.3536116491350301,null,3.3360960145319134,11.501875007061896]
[0.35547271333607144,20.97110017623276,1.127,0.373,-2.9435104394744099E-2,0.34471849831978302,0.31281388574505797,2.41643327506885,null,3.0188152376483557,9.8317294487903855]
[0.64831503083344977,25.643695121585569,1.335,0.47499999999999998,-2.4227505775940999E-2,0.406006264490959,0.30143285684108201,2.4201476627607801,null,3.2244753378343729,11.628686545431755]
[0.81916416851655949,27.877454631569318,1.4470000000000001,0.64,-2.6134311727746599E-2,0.36880365541601201,0.29025291070793902,2.4195946670396502,null,3.309608653427655,14.421927913362939]
[0.58719424823260069,24.773996297700425,1.976,0.313,-2.40633271214909E-2,0.330382518554247,0.31676088671031699,2.3167069658908099,null,{"$f":"-LN(-LN(1-(1/B299926)))","v":3.1892642118959476},{"$f":"D299926*(C299926^((E299926*J299926)+F299926-1))*EXP((G299926*J299926)+H299926)","v":5.2438763193954294}]
[0.73985835770629205,26.872863290520375,1.1160000000000001,0.71799999999999997,-2.49711828127132E-2,0.47810128329853802,0.30878892516561401,2.3881912473285301,null,3.2722157440996011,20.107297750148739]
[0.58551834510121625,24.749526902614392,0.90100000000000002,0.622,-2.4154997233924599E-2,0.44501509594599498,0.29181248036997898,2.3828865577935798,null,3.1882553680853292,18.253006397178748]
[0.25479781730294371,18.926432727829024,1.4350000000000001,0.495,-3.1979445605469503E-2,0.45739253075056102,0.30238313243258103,2.3751465197938399,null,2.9135406818520737,10.2096449185872]
[0.38068643244184885,21.43581312069572,1.47,0.52500000000000002,-2.4359181656489499E-2,0.367170898634959,0.30299350299219802,2.2882491534068299,null,3.0412710670225338,9.9049130947573101]
[0.54899834760846533,24.207336817347507,1.6890000000000001,0.60499999999999998,-2.85878504950196E-2,0.3817217952293,0.31338397806854001,2.4425788995439102,null,3.1656362720243711,12.943785692797448]
[0.62546684000815533,25.323590636983415,1.0249999999999999,0.56999999999999995,-2.4049115566373999E-2,0.33454039256843299,0.29332117125769003,2.4154614116124198,null,3.211659177475267,16.071555841459329]
[0.4575950642659965,22.765374969481847,1.655,0.70899999999999996,-2.6377674649161499E-2,0.29769304633209798,0.28312868445432499,2.4543918845528099,null,3.1028646465727583,13.3824599421872]
[0.47828625174669237,23.103573387484477,0.90600000000000003,0.58099999999999996,-2.5209286278777901E-2,0.401387478112815,0.30055920615836301,2.3080994699743398,null,3.1179448696990151,15.943859817573417]
[0.73781038465741744,26.846225033656431,1.3120000000000001,0.42699999999999999,-2.1835320427713099E-2,0.40527610567719902,0.302115422281313,2.4364372956040099,null,3.2712049280309157,10.944665855043599]
[0.77175842023550001,27.283128667301423,1.845,0.42799999999999999,-2.6264341715973999E-2,0.371712365602204,0.31596550247918398,2.5016358442775402,null,3.2876559738188447,9.5266205415378575]
[0.3374755403583044,20.629230547215734,1.2410000000000001,0.621,-2.3624909897991E-2,0.36736275503086502,0.30970711629311198,2.3431177861497101,null,3.0019672928279268,14.076597070411346]
[0.28986639256176561,19.678140610774243,1.3169999999999999,0.753,-2.75612879938411E-2,0.44420497074938903,0.29416532861921801,2.34460079442312,null,2.9535444820716314,15.70979528846776]
[4.7519450773073069E-2,7.4371974369414833,1.8109999999999999,0.46700000000000003,-2.56948271933649E-2,0.44559121168385102,0.30216569909895502,2.4622272099837801,null,1.9351623427173816,6.8672187700042482]
[0.60060403091939285,24.968544542890552,1.9319999999999999,0.71699999999999997,-2.6901902586458699E-2,0.34358145192196099,0.29956851088098801,2.2356074119046498,null,3.1972491830298053,10.716570599038958]
[0.63629865972613131,25.476061235149267,1.6319999999999999,0.56999999999999995,-2.99201356627317E-2,0.32234256940863298,0.29483683704070501,2.52122871218047,null,3.2177842032767967,12.5378668102113]
[0.92976667709725513,29.200473685534487,1.036,0.42699999999999999,-2.23737351488624E-2,0.33948146703559601,0.28452696040101799,2.2893013724672699,null,3.356812446635669,10.669795140566018]
[0.90878153305926712,28.955763796330636,1.2649999999999999,0.624,-3.1009831520462199E-2,0.36190010694562103,0.29027961179739897,2.3853452261538099,null,3.3482478052763338,15.048249666660862]
[0.91166447454997002,28.989548263011088,1.6870000000000001,0.61499999999999999,-2.3926576068829201E-2,0.39530893185274202,0.30499998640424802,2.3573606360528001,null,3.349434607732424,12.612283625699266]
[1.0229532920196016E-2,6.130792472129392,1.5660000000000001,0.71699999999999997,-2.6533935010276E-2,0.41101137307685098,0.31477159319006998,2.3808606074724601,null,1.7256128379621014,10.040656038917447]
[0.3939496501270372,21.674092223987998,0.63100000000000001,0.49399999999999999,-2.1544736473878098E-2,0.33031663595579702,0.28913276790236597,2.4487511237108301,null,3.0525924545765499,19.390314652033894]
[0.51726393827008765,23.721358937026267,1.746,0.33600000000000002,-2.6718473641153699E-2,0.40669880322693802,0.30381515873088399,2.40598070283799,null,3.1449179270012406,6.6413582253213042]
[0.13174202696912896,9.0580479754607524,0.57299999999999995,0.72599999999999998,-2.87935088808071E-2,0.378887417012924,0.31572247553834498,2.41037947981083,null,2.1457326284930467,23.28743844910769]
[0.94740570189301421,29.404035958190697,0.73499999999999999,0.47599999999999998,-2.45368583462666E-2,0.36690338999266597,0.29788947543163702,2.3975350017436701,null,3.36388147751954,17.771495611194489]
[0.61898731680134544,25.231752075109487,1.875,0.317,-2.2033471504388599E-2,0.37314962574931598,0.31101934909205903,2.5070378158764299,null,3.2079516616872152,6.8035481441220007]
[0.29656554753949549,19.81646166992865,1.032,0.47899999999999998,-2.9827504214309498E-2,0.38733713993506802,0.31838152440228601,2.3975183572049299,null,2.960734265259453,13.223916050603638]
[0.75264905585121489,27.03840597473803,1.5680000000000001,0.61399999999999999,-2.5202617377963199E-2,0.32141609063740501,0.28915485405727498,2.4070106080945699,null,3.2784746246809853,12.488948412138805]
[0.6355427187722853,25.46546280790945,1.7210000000000001,0.47199999999999998,-2.1916070402985599E-2,0.327635455940537,0.31278630359096699,2.39425538013626,null,3.2173596563108569,9.4547136048846685]
[0.82484231047459688,27.947475119952518,1.0109999999999999,0.38400000000000001,-3.0664400172340098E-2,0.31511773757603601,0.29782750387531598,2.3847715749443599,null,3.3121635517750136,11.084065763152323]
[1.1698157095324513E-3,5.3823963437214806,1.4359999999999999,0.75800000000000001,-2.8272839514151299E-2,0.35531144488420602,0.29236313919780899,2.3636183952537202,null,1.5821243140353567,9.9704618387527493]
[0.82279557228061695,27.922263456700712,0.70599999999999996,0.375,-2.2611079225256899E-2,0.37082820852625897,0.30008236336828997,2.3663857436346998,null,3.311244383942535,13.795024052302862]
[0.62642525493266787,25.33713442524542,1.0629999999999999,0.33100000000000002,-2.2003554663742101E-2,0.367288683727997,0.29298502326832898,2.45646077650385,null,3.2122047776880245,9.4780443875619014]
[0.65727229307081658,25.76764465213569,1.4870000000000001,0.751,-2.5977123111631799E-2,0.315411954327107,0.29770219613137999,2.4714824484625599,null,3.2293941639705581,17.143662074624622]
[0.26414827767257287,19.131671543870077,1.8340000000000001,0.54100000000000004,-2.5301630965458399E-2,0.41087176177713702,0.29737374639492697,2.3420446723878001,null,2.9246227714654127,8.9820596928475354]
[0.23435373944890825,18.464146769776576,1.347,0.32500000000000001,-3.1765557031439802E-2,0.34432390288005399,0.31068111345481703,2.3275825489494202,null,2.8881196093529904,6.5423447475821792]
[0.46710619113455965,22.921764256219095,1.3919999999999999,0.55600000000000005,-2.2814055650156699E-2,0.320600646496015,0.30373383686293098,2.4221270887367101,null,3.1098663102055513,12.572859157359524]
[0.32747890515538014,20.435391988543053,1.76,0.36699999999999999,-3.2414701614785102E-2,0.40796749255968701,0.31181512868427103,2.4086165029343301,null,2.992286900908355,7.0269105904398179]
[0.73501364664647151,26.809787702954637,0.57199999999999995,0.71699999999999997,-1.51411142274895E-2,0.39419175777916299,0.303874536327849,2.4855810752540299,null,3.2698206188709182,33.534930400836245]
[0.84429257315659556,28.18551906026839,1.53,0.47699999999999998,-2.2750973865042601E-2,0.400798121362057,0.28601348081928002,2.45620481368451,null,3.3208007625266265,10.792041778917035]
[0.73671699450626849,26.831988024272068,1.304,0.312,-2.2811776952047402E-2,0.34862799386254201,0.29693150471297303,2.38300994439606,null,3.2706642706971443,7.3648531402203519]
[0.90026134225373922,28.855603385039103,0.66200000000000003,0.73599999999999999,-2.42722562755429E-2,0.356525273214997,0.30651029011401398,2.3388598121272199,null,3.3447210037054957,28.686892289861859]
[0.98737530256737494,29.858403268271182,1.7050000000000001,0.77800000000000002,-3.3631007800649697E-2,0.42741299393701199,0.28009094231410198,2.43281877440343,null,3.3794821216775803,15.834598932590211]
[0.58051303319131231,24.676236512747842,1.92,0.318,-2.5966389223694802E-2,0.41117352359640602,0.30526880958614599,2.40217674989943,null,3.1852275876684395,5.9940306051517975]
[0.66281547629329607,25.843927832601011,1.968,0.503,-2.2387542123218598E-2,0.42353963965963498,0.28676321732784799,2.3506497729341902,null,3.2324094071187361,8.5947709829608261]
[0.36880220082868975,21.218756900149746,1.3129999999999999,0.57399999999999995,-2.49935262569306E-2,0.381300189319983,0.298390028559193,2.3712248739140001,null,3.0308452419920271,12.570637774835648]
[0.3865578412840045,21.541799163738254,1.0089999999999999,0.373,-2.6834644000567301E-2,0.303091887333368,0.30358155608048698,2.3440734433656099,null,3.0463226352589348,9.7349976914390215]
[0.7410567511006565,26.888433855253453,1.7130000000000001,0.53100000000000003,-2.5147145994992098E-2,0.44112634050899902,0.28493402405178198,2.3270945853865399,null,3.2728061122710419,9.7916003611864877]
[0.53491501927174745,23.993448438877451,0.755,0.39700000000000002,-2.3026425635756301E-2,0.38108113025250401,0.299177124106208,2.3302423295902801,null,3.1565705807886042,12.745312448293186]
[0.67800068257978208,26.051282132682964,1.9970000000000001,0.48899999999999999,-1.9690656376084199E-2,0.45572056793883098,0.28504152434568603,2.4036776285778099,null,3.2405598335947321,8.947705778224087]
[0.59765248641297741,24.925911653230187,0.91300000000000003,0.68100000000000005,-2.5599084918864101E-2,0.434314732716234,0.30157724171570999,2.4658356286930099,null,3.1955048219382105,22.292896551216767]
[0.25981198290043639,19.036951182802859,1.0860000000000001,0.46100000000000002,-2.5619607906285299E-2,0.404293583074955,0.29658266442070302,2.3587897536320899,null,2.919523507775672,10.968145670431953]
[0.64404631644465016,25.584323936963969,1.774,0.44600000000000001,-2.4697410705406399E-2,0.36789752596161002,0.29146556485390401,2.4902671394589402,null,3.2221106454687858,9.152286464922561]
[4.2323475694236556E-2,7.300094446273798,0.68,0.77200000000000002,-1.7276084905935601E-2,0.392369567910693,0.30995082479610597,2.3075926597726402,null,1.9151301237669645,17.984645425178499]
[0.80741172464499622,27.731753186754101,0.72499999999999998,0.61599999999999999,-2.22450328591457E-2,0.35755380581233398,0.30905277226927902,2.3715468339083898,null,3.3042712981341258,23.068555595390727]
[0.57297524541748734,24.565265478037269,1.32,0.52300000000000002,-1.81423812166722E-2,0.45706510255318999,0.31570958920200698,2.34389019859585,null,3.1806256152159129,12.592657876589813]
[0.12046249092083638,8.8804395840039234,1.8560000000000001,0.41299999999999998,-2.3933149153563101E-2,0.41346371205895499,0.30350120724052199,2.3192043581970601,null,2.1247119876043299,5.3955467213422983]
[0.12950273725595551,9.0234117558353937,0.72499999999999998,0.35299999999999998,-2.7797320278698998E-2,0.46368085181396002,0.29027279378097598,2.45144776700316,null,2.1416679123772999,9.2391015598753725]
[0.37183013338268278,21.274387760270912,1.6539999999999999,0.442,-2.3963730835770899E-2,0.36790068036222801,0.299809440727629,2.3635772018910002,null,3.0335277306841628,8.1822087666843188]
[0.50977036900784511,23.604444230280691,0.85199999999999998,0.42699999999999999,-2.9156738634877801E-2,0.44550832878866897,0.287318067937329,2.4453740275772202,null,3.139868849340457,13.463997011020938]
[0.26191150436767274,19.082910229185071,1.726,0.35499999999999998,-2.4271413922503499E-2,0.42991702905649998,0.30500045428098699,2.3843646698902399,null,2.9220009588605462,6.6198622082256202]
[0.86151832848285448,28.394058581373336,1.105,0.79300000000000004,-2.4343267957493701E-2,0.339249301841413,0.30768068297597501,2.35143981743522,null,3.3283065957153042,21.531153301778186]
[1.6869639377703916E-2,6.452138052050489,0.78400000000000003,0.79500000000000004,-2.85456435817283E-2,0.42553716036342898,0.29604413934692603,2.4177297674664802,null,1.7813910756061369,17.599223174987877]
[0.1095264739584304,8.7001093557898805,1.718,0.40799999999999997,-2.2387096387545401E-2,0.38574721221130598,0.29468081060638401,2.4258678887069798,null,2.1029061804330591,5.9965217216562516]
[0.78168425150426646,27.409047733294504,1.1990000000000001,0.48199999999999998,-2.5957697979180499E-2,0.32559761579556501,0.33561482623231098,2.38604822551912,null,3.2923474739025935,13.781009979947871]
[0.51532751196264015,23.691228397593921,1.28,0.32100000000000001,-2.0688835472892401E-2,0.36753671922280901,0.30416398307024101,2.2882120560652202,null,{"$f":"-LN(-LN(1-(1/B299990)))","v":3.1436191469049297},{"$f":"D299990*(C299990^((E299990*J299990)+F299990-1))*EXP((G299990*J299990)+H299990)","v":6.9301984230337954}]
[0.19877779818626873,9.9846990654686056,0.51,0.75600000000000001,-3.1920918927319998E-2,0.38327702868135899,0.30153558281068898,2.34059419359098,null,2.2487524154091849,24.595423702627464]
[0.87775422192008534,28.588714272564495,1.335,0.47899999999999998,-2.6506119932586499E-2,0.35860779815404997,0.30620890013865998,2.3993196751128498,null,3.3352622316920826,11.866161346285345]
[0.12355448473170705,8.9299250109211226,1.425,0.57899999999999996,-2.5213002691644198E-2,0.37872863377064803,0.29641156170096999,2.4473858355423102,null,2.130613427050156,9.9086574785146571]
[0.20268215107971066,17.706150686465897,0.57799999999999996,0.73799999999999999,-3.1603268808299598E-2,0.351523650107184,0.29465773200133399,2.5721589735213599,null,2.8449853324494834,33.495616308728231]
[0.61796574268685789,25.217228841883376,1.802,0.63500000000000001,-3.1795873919947697E-2,0.358479710982681,0.30373836305054402,2.4976481479876198,null,3.2073640987310514,13.195444081629864]
[0.25535808665954141,18.938835406184467,0.64300000000000002,0.36699999999999999,-2.6816325437314902E-2,0.39532278258523501,0.29457638865784003,2.3898855350422501,null,2.9142138773739492,12.775046182642649]
[0.42140698288171119,22.154949437711263,0.78200000000000003,0.77,-2.0792711249839502E-2,0.40878324304750702,0.31214962089447001,2.3420691153578499,null,3.0750562917483584,24.573904831294904]
[0.90787861809996739,28.945171746356131,1.22,0.56200000000000006,-2.2577656831647301E-2,0.34489703870217597,0.291509770707928,2.3317056664468301,null,3.3478754306729575,13.277784149635181]
[0.80760777971692466,27.734192452972657,0.76200000000000001,0.72699999999999998,-2.45624021789882E-2,0.32141716917840302,0.30152116047525901,2.3312345016316298,null,3.3043608885938154,24.909418511238076]
[0.96552620790987442,29.611190968180463,1.925,0.46300000000000002,-2.24103386449899E-2,0.45546323841511199,0.29999549014718402,2.3578087946100901,null,3.3710243241394866,8.9617408067150226]
[0.40316619009605736,21.837316388124162,1.5049999999999999,0.51700000000000002,-2.2915387592980299E-2,0.32048762007570197,0.28509095424717501,2.3166587200720699,null,3.0602744022752906,9.2345829929105889]
[0.81684600383976924,27.848798246957163,0.92100000000000004,0.56899999999999995,-2.7103486783470101E-2,0.331056815550346,0.298530287696883,2.4282501499140401,null,3.3085611573405083,18.439803594114423]
[0.50324452627466554,23.501926036700659,1.903,0.75800000000000001,-3.1267115229510901E-2,0.400112154093829,0.31893542642730399,2.4088251562410599,null,3.1354204173396245,14.624291545795185]
[0.91492038275215726,29.027639265452166,0.83699999999999997,0.41099999999999998,-2.9912091816785301E-2,0.37069034526315098,0.29150606199122098,2.4115561544985602,null,3.3507710055128719,13.859511785479279]
[0.56823711990155501,24.495137023685501,0.89900000000000002,0.52800000000000002,-2.7439920086568401E-2,0.28843303046174101,0.290758719681522,2.3213238451720901,null,3.1777064239906645,14.756103422567129]
[0.1728894667506029,9.6487829959921072,1.0349999999999999,0.73899999999999999,-2.5787022680846001E-2,0.374396477320044,0.312294173057585,2.39647550356587,null,2.2126239570110484,15.823927909101922]
[8.8567625293173746E-2,8.327304188325245,1.3140000000000001,0.49099999999999999,-2.5019080110335799E-2,0.41834347323486898,0.298772410330502,2.4696807703660402,null,2.0562555733497403,9.0235434540908734]
[0.4679911837973848,22.936234681803263,1.528,0.40400000000000003,-2.7501106467838401E-2,0.37427201264406901,0.30222955536113699,2.4042106589646699,null,3.1105116899652603,8.468969203179288]
[0.45391916336784632,22.704498009679028,1.7030000000000001,0.34799999999999998,-2.0651328997133098E-2,0.454770885178857,0.30201206443140399,2.5623019507897302,null,3.1001258247452954,8.3200199017636649]
[0.96628017294909019,29.619768047431588,1.79,0.61399999999999999,-2.4355175742738999E-2,0.39105116798961698,0.29416125106285401,2.42541028383588,null,3.3713189703624047,12.516110276447746]
[0.37776390559956452,21.382753304105094,0.77500000000000002,0.67600000000000005,-2.1917697060514298E-2,0.40006446053148598,0.30361336208919099,2.3349419663476998,null,3.0387324777347176,20.8191826589625]
[0.35624321765965528,20.985540994561838,1.236,0.36799999999999999,-2.5763652128055401E-2,0.387928254632525,0.30223206169432099,2.3190573925812101,null,3.0195206939889956,8.0511266639527186]
[0.11394921354378207,8.7740762701584032,1.754,0.33500000000000002,-2.20192477477665E-2,0.41637133708238,0.29185170969843699,2.3541137881812899,null,2.1119081057129523,4.584967223769989]
[0.82814779577273578,27.988126034836938,1.595,0.377,-2.52854947796907E-2,0.37019683989303598,0.30220958059580999,2.3205540216654499,null,3.3136438270039963,7.4880040451720662]
[5.9729807329570117E-2,7.7324395539876569,1.3759999999999999,0.38300000000000001,-2.5040601858221101E-2,0.35818990176405202,0.29867071542697998,2.4224396035860098,null,1.9769799687864555,6.2496842665304992]
[5.144977703555631E-2,7.5359854355742151,1.7909999999999999,0.44600000000000001,-3.1901827969495998E-2,0.44095410980737398,0.29498349774385402,2.40297998369849,null,1.9493507332158562,6.1014778063021629]
[0.83467189541575004,28.068122140627871,1.0089999999999999,0.309,-2.5199472553153201E-2,0.34044121403737099,0.30786675152884102,2.2914814488619499,null,3.3165504457379282,8.4272016823255758]
[0.40129457720531725,21.804322470065763,1.6220000000000001,0.57099999999999995,-2.7292780031720101E-2,0.417762209454279,0.30462645341137201,2.35482882876713,null,3.0587263366647242,11.070125951898349]
[0.43256144019722331,22.345805872450704,0.83099999999999996,0.41399999999999998,-2.5306717946808902E-2,0.38613378826082201,0.29236347717970201,2.4189411923284698,null,3.0838342971202302,13.023327819761553]
[0.90362387492851903,28.895188531525353,1.1120000000000001,0.73,-2.6171878113782399E-2,0.30146646614282202,0.28400260957483298,2.5441639424609099,null,3.3461163445564344,22.116095040906337]
[0.93187159191760882,29.224866221311867,0.51500000000000001,0.377,-2.9657996998270202E-2,0.356504313135106,0.28488391971381899,2.2961131531702099,null,3.3576621575768466,15.962535195567469]
[0.30271970947381355,19.942159520746266,1.577,0.49199999999999999,-2.9511097553637001E-2,0.36802850249094199,0.30631072537833698,2.38713680029965,null,2.9672233561389012,9.5733744230422548]
[0.86123940544637223,28.390698558095693,0.61399999999999999,0.78100000000000003,-3.2650854580426297E-2,0.38035094372470302,0.28643893641454199,2.40572034064003,null,3.3281861060522524,32.04389051375064]
[0.53672578584885311,24.021105626002402,1.4159999999999999,0.33700000000000002,-3.0915919790589701E-2,0.39076376939440799,0.310761820957416,2.2358278205065001,null,3.1577474731699593,6.5770818736219665]
[0.78855698573715594,27.495767361098174,0.68899999999999995,0.78100000000000003,-2.5459904277839E-2,0.404674619152955,0.299361871816894,2.39361069642014,null,3.2955657246189545,29.548117722956601]
[0.11819431809247416,8.8437338307379285,1.5369999999999999,0.34399999999999997,-2.5319450930330299E-2,0.39166706045571498,0.28389349927825702,2.4510879221489899,null,2.120311940660573,5.4813982128413663]
[0.96702949808457384,29.62828902852463,1.5089999999999999,0.58699999999999997,-2.76627452216065E-2,0.37719138985293399,0.30033132870524298,2.4192934442313798,null,3.371611603501361,13.524946412191511]
[0.33207818889097207,20.524936021132532,1.7569999999999999,0.38,-3.15119533716312E-2,0.37595043098004199,0.28841909533309801,2.4050189347636199,null,2.9967704270322293,6.6646518919314515]
[0.39323724292047579,21.661396442889306,1.9430000000000001,0.50700000000000001,-2.7769384445530201E-2,0.30093099948706298,0.29645060210408197,2.4038565173108899,null,3.0519924612128793,8.2378333663284007]
[0.56234234081098877,24.407479647118009,0.97299999999999998,0.52200000000000002,-2.66775231647743E-2,0.31396540986342503,0.29917222791936998,2.4562911512379402,null,3.1740455404167647,16.068888292231339]
[0.94711656957836543,29.400714591843183,0.82,0.46400000000000002,-2.4163518105402002E-2,0.37893900152575599,0.29753379889361697,2.36891447789086,null,3.3637665378592763,15.506484701045482]
[0.80735150796804067,27.731003927071981,0.66300000000000003,0.45800000000000002,-3.0858470048800199E-2,0.31988727887026802,0.30288738079488597,2.41442257791708,null,3.304243777377887,19.21648116892105]
[0.64221509694562673,25.558794226010431,1.6919999999999999,0.437,-1.7318509625279501E-2,0.44713564025037,0.29105070495067598,2.3789470217808799,null,3.2210921015270135,8.7454255348438696]
[0.84292922818139648,28.16892358431468,1.296,0.747,-2.7040161650715201E-2,0.366809516965097,0.29527638115059401,2.40332069573717,null,3.3202010242798883,18.257102789447931]
[0.65030454075454458,25.67129932817523,1.4590000000000001,0.42,-2.9058188586308799E-2,0.386038504496864,0.28821990619732002,2.4277480276840002,null,3.2255728826675734,9.2312149949620377]
[0.77710476722247246,27.351052356178101,0.99099999999999999,0.79700000000000004,-2.48113623154512E-2,0.46787303177996997,0.30012560728389298,2.4275684381276399,null,3.2901894131371594,24.378139060502164]
[0.45366159383670979,22.700223150071199,0.61299999999999999,0.63500000000000001,-2.3101043944516401E-2,0.35100508108494899,0.30475171335991402,2.3676804817410302,null,3.0999332188469801,24.801845820671137]
[0.98343021902297767,29.813970380336883,1.3839999999999999,0.48,-2.6598648825455599E-2,0.34370552991826597,0.29620418286265798,2.3795033695484502,null,3.377967217788596,11.06317460442197]
[0.71618735039109038,26.562683435476746,1.4350000000000001,0.48,-2.6686791761225501E-2,0.35477903157858398,0.29876313564509699,2.53771632744477,null,3.2603818363546777,12.346508119101506]
[0.81389194729126824,27.812222188914834,1.5209999999999999,0.45300000000000001,-3.3360215874316701E-2,0.28508664489841701,0.31356993227917801,2.3235683410690702,null,3.3072225717556614,9.2319493385521678]
[0.60788922822577574,25.073327627572745,0.53600000000000003,0.72899999999999998,-2.9610979459813301E-2,0.305663368036723,0.29979888026311702,2.4990534881812798,null,3.2015235834495468,37.898349055426038]
[0.47439754547722868,23.040579028704297,0.71699999999999997,0.48399999999999999,-2.99832123895712E-2,0.325338162260564,0.29110591938651498,2.4709015600103701,null,3.1151531453320085,18.312609267645009]
[0.27222985146188394,19.306150374230384,1.66,0.56999999999999995,-3.0922760384871802E-2,0.34692571350642598,0.29221875610727399,2.3850076964735298,null,2.9339482680091606,10.006876690492481]
[0.65907320487364907,25.79246327067947,1.421,0.76400000000000001,-2.52413999889575E-2,0.36191550424048902,0.27572179624902599,2.2949082741288098,null,3.2303761672229263,14.347250268987247]
[0.98294546125689231,29.808504482174179,0.93600000000000005,0.34699999999999998,-2.51302893190893E-2,0.35730986003118498,0.30415258169307702,2.4348846702634899,null,3.3777807036985252,11.6108097905565]
[0.78323987701028697,27.428709768521212,0.82599999999999996,0.44800000000000001,-2.49811227996126E-2,0.37039782809993299,0.32252703207745098,2.2207909471306602,null,3.2930780600454082,13.681115365430358]
[0.31040796251262226,20.097409213940619,1.613,0.31900000000000001,-2.8706803944260499E-2,0.30984243182686599,0.29618352171497497,2.3906507947349098,null,2.9751803324453343,5.8036753970254891]
[0.34167199406080762,20.709744741076697,1.024,0.60499999999999998,-2.6482195275662299E-2,0.36211481410237201,0.29877190638975498,2.2643303294211599,null,3.0059608154289159,14.053673068653973]
[0.65840622628237444,25.78327550330863,1.893,0.55200000000000005,-2.7540482071251499E-2,0.39079412071131298,0.30675024318252903,2.38459991657396,null,3.2300127454276719,10.336267424886204]
[0.1506838174785966,9.3399858507631777,1.706,0.67700000000000005,-2.8569761134682198E-2,0.353995539062607,0.29496133908602101,2.4090066566040602,null,2.1782174059136987,9.8071086484429202]
[0.53804850955613892,24.04127909515141,0.50800000000000001,0.60599999999999998,-2.51984075564404E-2,0.38065818552240499,0.30239445012720401,2.4667631877347902,null,3.1586050389316216,29.796829263035935]
[0.54778119405850145,24.188960614728121,1.3440000000000001,0.34,-3.1257172487428098E-2,0.35796262034162801,0.30036943521547799,2.4104867981770401,null,3.1648606140026652,7.8714236748730437]
[0.39876032661799943,21.759524306707142,1.615,0.58499999999999996,-2.0517696887971702E-2,0.29538059236596698,0.31504418219083902,2.3110528734533098,null,3.0566205743262933,10.698139573488774]
[0.25131024432853943,18.848919779146296,1.351,0.54400000000000004,-2.79256765388981E-2,0.41763687135907301,0.28765765724593401,2.3217455737227199,null,{"$f":"-LN(-LN(1-(1/B300054)))","v":2.9093231126191856},{"$f":"D300054*(C300054^((E300054*J300054)+F300054-1))*EXP((G300054*J300054)+H300054)","v":10.487514360015755}]
[6.0754320716038479E-2,7.7557739547184941,1.74,0.42699999999999999,-2.4000560634954499E-2,0.38761945691592098,0.28523982527858699,2.42518152326776,null,1.980211400794885,5.891631176792985]
[0.3945823382535778,21.685357713446624,1.454,0.3,-2.4620299845971201E-2,0.390361737268001,0.29526869097125902,2.3851154752836399,null,3.0531245520125929,6.2108569113982748]
[0.6107999526720258,25.115016958924127,1.873,0.72399999999999998,-2.6248363089773401E-2,0.29092844619700498,0.32831461605897899,2.3675278568475102,null,3.203219140918971,13.443458656826095]
[0.32266795136061366,20.341051433003113,1.0569999999999999,0.44800000000000001,-2.15775474178127E-2,0.32794570260851802,0.30668019542902197,2.3954377332492802,null,2.9875413531310575,11.797253935082173]
[0.97625807054730251,29.732962642531433,1.3720000000000001,0.56000000000000005,-2.7541651042700298E-2,0.39023638514426701,0.31124473845955802,2.3947931603245398,null,3.3751994024762619,14.058653414259522]
[0.48362122846210365,23.189581130564164,1.8859999999999999,0.36899999999999999,-2.6675980029827E-2,0.37510272484808899,0.29108417952687499,2.4595520159295701,null,3.1217439342307518,6.834460873348541]
[0.13338331132264458,9.0832479615289792,1.7649999999999999,0.46800000000000003,-2.85938135715951E-2,0.39035598790194997,0.28924914884685898,2.5500159017948998,null,2.1486795877886888,7.6213720769489592]
[0.88205272819718128,28.639947932253872,0.85699999999999998,0.36299999999999999,-2.10424768570436E-2,0.37876485022693501,0.306090796925576,2.37509968541828,null,3.3370849490730126,12.060092339325445]
[0.22369263189880539,18.215062087840977,1.288,0.753,-2.9422568729934401E-2,0.32931192512070701,0.305134930195607,2.4639782036055902,null,2.8741496093109005,17.569143486313244]
[0.26855484807290664,19.22713382535197,1.107,0.62,-2.68370995737841E-2,0.39208374387387701,0.31261021079138801,2.3723992922574899,null,2.9297357891952474,15.493790406154147]
[0.36180344679983212,21.089291355079524,1.226,0.65400000000000003,-3.0097628360581798E-2,0.44344838888123,0.30776478504612698,2.3285981766357402,null,3.024574474774925,14.922319839682034]
[0.84327748536884817,28.173164061079753,0.98,0.76200000000000001,-2.90119434539222E-2,0.39901627420424302,0.29362442429833202,2.2889146578289199,null,3.3203543036460164,20.209053137508793]
[0.21442848768505085,17.993751346146588,1.8720000000000001,0.35899999999999999,-2.97090235264444E-2,0.36274229633756899,0.30964637594342997,2.3952597240008102,null,2.86157135152042,6.0740891099712462]
[0.22243580852175537,18.185310186161637,1.4339999999999999,0.33200000000000002,-2.10227314381933E-2,0.38404040563716602,0.31523423054584698,2.3625128446386299,null,2.8724678333812146,6.8318230010063736]
[0.59628076667283536,24.906062342043686,1.913,0.32400000000000001,-2.6373911189929999E-2,0.38720733221596199,0.29254449437199598,2.3878237636275998,null,3.1946916308230655,5.715859505164949]
[8.6107614745629002E-2,8.280770007666435,1.8660000000000001,0.58599999999999997,-2.4062840373908601E-2,0.34170417357456501,0.30782920255030499,2.3677371365452502,null,2.0502763448976231,7.5611116694067331]
[0.6753111629829488,26.014727199855052,0.91,0.50900000000000001,-2.5444674366909101E-2,0.38907386750668699,0.29816895759721301,2.3872722448544699,null,3.2391277934601885,15.536034752059045]
[0.96488329423700769,29.603874559622778,1.198,0.48499999999999999,-2.34839130070532E-2,0.441899871345665,0.30408473195770602,2.36187954664253,null,3.3707729167710681,12.783440940653348]
[6.8720948759816936E-2,7.9308904099227453,0.71499999999999997,0.33500000000000002,-2.6585471107266698E-2,0.316111088169994,0.29057302642697003,2.4662340015051298,null,2.0041335561777411,9.0454037803286553]
[0.66835745303561889,25.919876193511634,1.708,0.73399999999999999,-2.5969968198410999E-2,0.40297765242525602,0.31557814297132503,2.3482529697152899,null,3.2354024086777984,14.812175927577417]
[6.8228831851434468E-2,7.9203773696954487,0.69799999999999995,0.53500000000000003,-2.8360586436428002E-2,0.357540361560089,0.285189676039388,2.4288430066059199,null,2.0027134829089759,13.817227010689438]
[0.55918137970709492,24.360285802789392,1.4850000000000001,0.51,-2.7876458845268098E-2,0.376960781250404,0.30182055620904102,2.5039039776761598,null,3.1720689918704723,12.263546642806963]
[0.30147967138583442,19.91693545325051,1.9530000000000001,0.41699999999999998,-3.0999810490346599E-2,0.37569948978245299,0.28663359393808502,2.4325203269390401,null,2.965924550096299,6.8795641267514354]
[0.95838868795760246,29.52982830450545,0.87,0.49199999999999999,-3.11800014264519E-2,0.36750292034177401,0.30062386977731997,2.4220616334224299,null,3.3682249660253643,16.912656095905813]
[0.60439863169566632,25.023201145206116,1.552,0.55200000000000005,-2.6519536252929299E-2,0.44845109701575298,0.29590853100234499,2.48164150768444,null,3.1994810615197604,12.864389312686701]
[0.49264835494968429,23.334038364390338,0.74199999999999999,0.434,-2.1757194537972199E-2,0.38136921807609803,0.31216655067349203,2.3764398378578999,null,3.1280924720171028,15.227867867161278]
[0.51987318730135057,23.761869454285769,0.69899999999999995,0.69199999999999995,-2.50180261406295E-2,0.34844264514399897,0.29399870444520199,2.4525710884254601,null,3.1466614819651748,26.338532080258481]
[0.93298169298380507,29.237719390030573,0.71399999999999997,0.33400000000000002,-2.7031648676694699E-2,0.38669371398300401,0.27815347290178499,2.5697613872874898,null,3.3581096057570909,14.075033089622799]
[0.35495259881387686,20.961343322375058,0.67900000000000005,0.46899999999999997,-2.77560972723764E-2,0.38854787886612602,0.28395478472928698,2.3176586989954302,null,3.0183383182433445,14.683506319083611]
[0.13466472210681524,9.1028149194610162,0.65800000000000003,0.48199999999999998,-2.6960687194782399E-2,0.40856354000179601,0.32518523859839898,2.3971185052205199,null,2.150961816329203,13.993411783600937]
[0.33687161043239888,20.617602284512117,1.325,0.32700000000000001,-2.48983358891177E-2,0.365420020491037,0.30066870272853502,2.4138949017049298,null,3.0013892075161941,7.3810436212276018]
[0.14050976563491502,9.19090929326374,1.887,0.58299999999999996,-2.27808320732148E-2,0.40141649297611598,0.29492686384163203,2.3908276195727298,null,2.1611726983719852,7.9828168191983258]
[0.27321602501286235,19.32726326500838,0.53300000000000003,0.71499999999999997,-1.9973523032283301E-2,0.34716351459218497,0.31041498275884599,2.3662784654258999,null,2.935070825612951,29.65321427618774]
[0.16210726235817863,9.5014895084596525,1.7390000000000001,0.53900000000000003,-2.88973277738593E-2,0.33426528728976901,0.315948736640699,2.4472859242942202,null,2.1963602207789079,8.3287018841590097]
[0.49870793370428412,23.430265948806682,1.532,0.58599999999999997,-2.8314444632038801E-2,0.38831500719843598,0.29897035174582298,2.5564460712344501,null,3.1322991729017589,14.292195926514145]
[7.5044733700874167E-2,8.062775165207082,1.2010000000000001,0.70599999999999996,-2.4187075471813702E-2,0.39081810825150798,0.30154847553074599,2.4109243623536201,null,2.02177845175413,12.831687226628201]
[0.45598859675499748,22.738800294775984,1.976,0.57599999999999996,-2.6133135104550599E-2,0.43284923010621801,0.32457474470319497,2.4003465830419901,null,3.101669988924459,11.17797470255768]
[0.3260003098393297,20.406471626926688,1.4630000000000001,0.36499999999999999,-2.54528284739465E-2,0.44246589548326598,0.30187094220148197,2.4293307848171,null,2.9908345331366011,8.0302722065208272]
[0.22334654268615894,18.206877716829602,0.53900000000000003,0.68799999999999994,-2.9021611090658501E-2,0.40125153752641102,0.30176519470242602,2.4092755717782399,null,2.8736872561587234,27.773495444598232]
[0.38678207885543137,21.545830909847375,1.1779999999999999,0.36099999999999999,-2.73826693506313E-2,0.42341702503273299,0.296551666943699,2.4834658060082799,null,3.0465142955749167,9.5822907085583804]
[0.24388553422742898,18.682090127237434,0.69699999999999995,0.78300000000000003,-2.3613983712093702E-2,0.405939621289437,0.29899064031381301,2.4466527901021999,null,2.9001848922000106,27.339081459724749]
[3.5604301087418411E-2,7.1096297390602228,1.9550000000000001,0.56599999999999995,-2.6810703533730398E-2,0.43855132730429702,0.294820792799877,2.3200546154232402,null,1.886615390489474,6.664586047869923]
[0.68485792181070315,26.144156374110572,0.98499999999999999,0.49199999999999999,-1.9032451174641501E-2,0.38336051023971901,0.290705921558505,2.2479068042329602,null,3.2441889840558029,12.085278337594763]
[0.78224304297322855,27.416112722437433,1.466,0.42899999999999999,-2.90006401736051E-2,0.35228809577911502,0.305549998724022,2.4500593695225499,null,3.2926100505617066,10.231960181800851]
[0.22027156718175422,18.133879939009979,1.506,0.57099999999999995,-2.5191448654210399E-2,0.402185511808893,0.29946370682484402,2.48185064967464,null,2.8695539620162012,12.261122876474747]
[0.37223532320094954,21.281814923570792,0.59199999999999997,0.46800000000000003,-2.7233313001791701E-2,0.37908272912583202,0.31163401440970501,2.4366046320121502,null,3.0338853202401039,19.917712511413537]
[0.47384104530158888,23.031543022596814,1.534,0.372,-1.8588673287573701E-2,0.33133190219834402,0.29851430947209701,2.3269542174265001,null,3.1147520560383519,7.078119167714318]
[6.7630429110299928E-2,7.9075425429024229,0.55100000000000005,0.432,-2.60637485457858E-2,0.385409152134292,0.282583836351878,2.4365304253310098,null,2.0009770423180222,12.93630193603174]
[0.16607937467340339,9.5563057222025201,1.8480000000000001,0.433,-2.5985021815371399E-2,0.434271858644245,0.28780680523609298,2.3770379137045499,null,2.2024438818159187,5.9974674660190761]
[0.10718263310728215,8.6603045144373265,0.8,0.46800000000000003,-2.37926058703203E-2,0.33596137515513202,0.27423583814404101,2.3613467083033099,null,2.0980280171856123,10.347334125811892]
[0.64848118218675599,25.64600207073309,1.913,0.70499999999999996,-2.2574959153753599E-2,0.32542363890749398,0.28194766039236702,2.4406441473829399,null,3.2245671084198264,12.372135104449821]
[0.20455124640321465,17.752461339493056,1.2050000000000001,0.42599999999999999,-2.0202745754504599E-2,0.409965549126104,0.30183830940407902,2.4467087384705,null,2.8476747443853307,10.300294011929097]
[0.36839778072223928,21.211309407178739,0.71199999999999997,0.64400000000000002,-2.3120982890776E-2,0.39705782935142298,0.30997590108504203,2.3802415629576998,null,3.0304855811094145,22.38002378759759]
[0.36580158647037153,21.163402198843645,1.4950000000000001,0.78400000000000003,-2.1460622788478701E-2,0.37891786161124602,0.30832886747737698,2.3447418835364999,null,3.0281689053288661,15.786914154666958]
[0.28133546157460465,19.499663001975385,1.962,0.35299999999999998,-2.96109772845859E-2,0.39341436894346199,0.308014793207815,2.5396317586542301,null,2.9441903245158088,6.9422446753049734]
[0.64275632077211553,25.566343413084883,0.78100000000000003,0.63500000000000001,-2.5887157945427799E-2,0.38665416603609998,0.30284363552585503,2.3494462288925,null,3.2213933950997018,20.970451211613597]
[0.3896549325342219,21.597381203057431,1.579,0.34100000000000003,-2.6418014277687901E-2,0.42213181270284,0.30241707420883801,2.4509818486151098,null,3.0489616495378944,7.3625641230581653]
[0.75181004254211004,27.02759042301242,0.81899999999999995,0.44800000000000001,-2.9032571157555601E-2,0.34340237192284401,0.29507562212402799,2.3334544965714801,null,3.278066901698351,14.124015324003665]
[8.4319477170908708E-2,8.2465265510024075,0.82299999999999995,0.53100000000000003,-2.70258202854767E-2,0.404290412395509,0.312885128266363,2.5377851589970302,null,2.0458533543801698,14.464874736367808]
[0.56564935564497243,24.45671234811341,1.2649999999999999,0.67200000000000004,-2.3646292006602E-2,0.45729980082865901,0.294838385364871,2.4225067271501999,null,3.1761033230005697,16.713531142753144]
[0.4415705991644594,22.498166061143941,1.768,0.44500000000000001,-3.5349006715763603E-2,0.52589124958841704,0.29242249299668599,2.3835828846515401,null,3.0907868454457046,8.5444978042967978]
[0.46470697227882951,22.882465771096413,1.5509999999999999,0.61,-2.3522770017736699E-2,0.42552216073354798,0.30371663125321002,2.4242059953310799,null,3.1081114958982545,13.32534669422949]
[0.57968982452364193,24.66415244919218,1.7989999999999999,0.63100000000000001,-2.1733392479498799E-2,0.36500309207689802,0.29696493082702202,2.27087541171539,null,3.1847274877385821,10.408714436426628]
[0.23532112294236796,18.486465539377861,1.613,0.77900000000000003,-2.3269372097608602E-2,0.41403924939595799,0.29174353073610698,2.41875201946287,null,{"$f":"-LN(-LN(1-(1/B300118)))","v":2.8893618854191088},{"$f":"D300118*(C300118^((E300118*J300118)+F300118-1))*EXP((G300118*J300118)+H300118)","v":14.874836082674593}]
[0.67673709934670712,26.034117034789201,1.331,0.40400000000000003,-2.21864738255333E-2,0.42339690072743802,0.28149691515765601,2.4154737079187498,null,3.2398876460344939,9.3533080350963171]
[0.75689203280768613,27.093009242868174,1.429,0.32900000000000001,-2.6603723322826001E-2,0.36162233525078502,0.29906175461343398,2.4032001756071302,null,3.280530515201284,7.4898166145953988]
[0.52439028764634943,23.831761172035836,0.91100000000000003,0.40100000000000002,-2.6670842993729699E-2,0.34804531821599299,0.291462590758022,2.2024654606961098,null,3.1496624604444596,9.7306516340188782]
[0.47342166289507248,23.024729918849591,1.6579999999999999,0.747,-2.0246683250075701E-2,0.37045249735520902,0.29477881439537001,2.4456529312201698,null,3.1144495302541375,15.208390045105467]
[0.30157500862462383,19.918876581496093,0.57899999999999996,0.49299999999999999,-2.5622306617667501E-2,0.39788255515403298,0.30456330544605897,2.4903806433665001,null,2.9660245601983335,21.264393082750093]
[0.88560874935026324,28.682237671856559,1.4690000000000001,0.53800000000000003,-2.4973599884691399E-2,0.37244961562203299,0.29805308708589501,2.3669227913591802,null,3.3385869730850568,11.807000317996968]
[0.67814605318105226,26.053255887714897,1.833,0.79700000000000004,-2.6610396251876799E-2,0.38288926419685798,0.29373330472572501,2.3827951094076898,null,3.2406370971453096,14.608194419706953]
[0.84660652717580798,28.213655295373247,0.97099999999999997,0.498,-2.74241356632151E-2,0.37989415054006698,0.28670681443329998,2.3495313131569699,null,3.3218167470197888,13.814150853441816]
[0.6515005521436712,25.687873520816026,1.244,0.34899999999999998,-2.2370324069940498E-2,0.39140223771666,0.303542267681981,2.48072025254453,null,3.2262312950582275,9.5706456983895816]
[0.80554392884956916,27.708499690659998,1.877,0.36499999999999999,-2.2842541663502601E-2,0.43658363169702302,0.307738226173913,2.2495563448667899,null,3.3034168300347395,6.3981105304263801]
[0.29101207516779426,19.701908570125099,1.48,0.57199999999999995,-2.3685673492107599E-2,0.373363452863191,0.30348640312154002,2.40412146055739,null,2.9547836011555635,11.81224194634817]
[7.1883291003001948E-2,7.9975675764484855,1.488,0.6,-2.0623319638378899E-2,0.38714989410853901,0.30497918383765998,2.41704333735336,null,2.0130933371508011,9.5840702220997844]
[0.21496635887681015,18.006729710423478,0.70399999999999996,0.46700000000000003,-2.3315541514483801E-2,0.381474576061343,0.30334413949188199,2.4020871573754601,null,2.8623133660495559,15.633846360207416]
[0.54047002724541449,24.078146631491929,1.5029999999999999,0.77100000000000002,-1.8440576064924299E-2,0.39417670646656,0.31198908095151001,2.3658947869256099,null,3.1601703643898911,16.796504933740962]
[0.51962807035273584,23.758068165719084,1.208,0.52900000000000003,-2.4763232569632001E-2,0.39219996167195997,0.296929238947512,2.3973269264188701,null,3.1464980053892893,13.004168709271653]
[0.68433319668898807,26.137065988864631,0.78900000000000003,0.79300000000000004,-3.1577265594705597E-2,0.41946365761812698,0.31087813202185,2.3624842846225,null,3.2439123844340414,27.136238589327306]
[0.15802059463167362,9.4443868338567469,1.157,0.72599999999999998,-2.7157991783459099E-2,0.42566451955246398,0.282160202836023,2.43652677619369,null,2.1899831130081284,14.038711848732078]
[0.19072794555458916,9.882723952295855,1.895,0.45300000000000001,-2.28269504744565E-2,0.39525173637143002,0.30780168865072299,2.4267813701380199,null,2.2379223662826919,6.7162741541120923]
[0.40872639345127293,21.934885856541012,1.226,0.46400000000000002,-1.9928834927397301E-2,0.40718811751711198,0.28135855999446002,2.42538249771343,null,3.0648383575852711,10.876403317224117]
[0.83362690146656793,28.055329892253045,1.3740000000000001,0.375,-2.84511534574176E-2,0.40648405531132398,0.30419215433882801,2.44499516970544,null,3.3160862129822331,9.5290155903792542]
[0.25310418584427774,18.888857678699424,1.321,0.76600000000000001,-2.7231776074099299E-2,0.34338970836886001,0.30343052363586798,2.3023441576363002,null,2.9114984023671835,15.094693891962844]
[0.44018113836518113,22.474769971558175,1.84,0.78200000000000003,-2.3918895118513799E-2,0.407012970262357,0.31127280404942198,2.3437206529169399,null,3.0897223651561658,14.195432160153338]
[0.17775415844946829,9.7137320464981389,1.784,0.31,-3.0054286571643801E-2,0.48704645967303301,0.31488446152362598,2.4778098860531799,null,2.2197121005303848,5.3123578587400759]
[0.41399615629567321,22.026748005805612,1.1639999999999999,0.371,-2.5636409016629901E-2,0.43248825618710302,0.295267776658866,2.44072655854547,null,3.0691163832308912,9.5567923842827014]
[0.43940828600202486,22.461740506488269,1.5720000000000001,0.55100000000000005,-2.5337166056987801E-2,0.36796941133266298,0.27907977205935602,2.3720852402577401,null,3.0891290559907967,10.143922533544458]
[9.0991109868534981E-2,8.3725196416873349,1.008,0.54500000000000004,-2.8306773898862801E-2,0.41963621893231401,0.31460649542178798,2.2869488620202501,null,2.062031218577574,10.212559211069808]
[0.52978645310834238,23.914860970371247,0.87,0.68200000000000005,-2.3840687248927898E-2,0.37054705218811801,0.30748601776953199,2.3090566131691199,null,3.153218877744651,19.965976290104649]
[0.19326898233775069,9.9151421945065685,1.099,0.73499999999999999,-2.7050811468335701E-2,0.345108021604769,0.30448927342333298,2.5607388026660902,null,2.2413780337270932,17.597973097214339]
[0.97164361331840299,29.680686032483305,1.1679999999999999,0.71199999999999997,-2.5444071048988499E-2,0.38396228586425002,0.30117581230804802,2.30663239424717,null,3.3734091756506803,17.70679929754488]
[0.76788381873425937,27.233755898609285,0.79800000000000004,0.45,-2.38402939110764E-2,0.37586131135294598,0.31167981087650098,2.40644592730647,null,3.2858104150162259,16.290299137054962]
[3.2605761907189668E-2,7.0188413108510304,1.762,0.55300000000000005,-2.9669701572944001E-2,0.357410908927624,0.31484076907443198,2.4652258747006899,null,1.8727306282538576,7.9008663902278551]
[0.32412119153952235,20.369622490453665,0.66700000000000004,0.60299999999999998,-3.1281691296626002E-2,0.364479456827556,0.26918858518344102,2.3202294805000001,null,2.988980923146912,18.434410824390902]
[0.53896608381420874,24.055258879465466,1.143,0.53600000000000003,-1.51380246693705E-2,0.366618332702767,0.28568841032263098,2.33486007420646,null,3.1591988825018373,12.462672441626385]
[0.96556629968236818,29.611647135031092,0.67700000000000005,0.46600000000000003,-2.8337430934551398E-2,0.41447010237619097,0.29419571789439403,2.3346549154401202,null,3.3710399969098099,16.920062610991625]
[0.20284586422331174,17.710215523418022,0.95299999999999996,0.48,-2.2821488376471601E-2,0.38927532656209402,0.308793779226468,2.4429942938135598,null,2.8452216808449831,13.737622672809399]
[0.86579806411999272,28.445546025468566,1.774,0.70799999999999996,-2.42462912319488E-2,0.36132333415727302,0.29116744151832002,2.3656896481596399,null,3.3301511098575229,13.16565687849257]
[4.0382055655845406E-3,5.7104756826929881,1.893,0.71399999999999997,-3.0497286318095101E-2,0.422348261170369,0.31304470613790297,2.3629518238673901,null,1.647589361358059,8.5091918147311603]
[0.95606585428205149,29.503284347297626,1.472,0.42799999999999999,-2.7215254017815799E-2,0.35901011834234198,0.30475685320580898,2.32891398150548,null,3.3673099982218142,9.2372202583848573]
[0.36608899833271724,21.168714120013014,0.64700000000000002,0.33700000000000002,-2.71743936259882E-2,0.35284671889708402,0.30131420013014099,2.39942000312822,null,3.0284260416991393,12.703328420112143]
[0.41970143605402221,22.125545338088365,0.84699999999999998,0.54800000000000004,-2.59857411276718E-2,0.38794116042408999,0.28553582307299802,2.3748726609869202,null,3.0736970386259821,15.893999050562352]
[7.7533127028211357E-2,8.1131400351616723,0.60899999999999999,0.73099999999999998,-2.76272967827755E-2,0.37215353053012201,0.30921672701082098,2.4274500900221798,null,2.0284352362573572,21.769264237995262]
[0.43739878084023232,22.427808667710377,1.2649999999999999,0.433,-2.6285728944947701E-2,0.37404008024445801,0.30364548186621598,2.3418425261250402,null,3.087582282561665,9.7389309950645071]
[0.63314927408620747,25.431864647964879,0.97899999999999998,0.51500000000000001,-2.60859183461426E-2,0.32479699206823398,0.30230226816420402,2.3522505924828998,null,3.2160126036210412,14.541125682221768]
[0.48669089910521979,23.23885385753772,1.3620000000000001,0.79400000000000004,-2.8765483872109102E-2,0.35270422645447103,0.32944935813229598,2.4179810163652702,null,3.1239138821931047,19.860502644044384]
[0.56118349956719737,24.390193330115125,1.2090000000000001,0.311,-2.8268200805656798E-2,0.40928964857106798,0.28890017231293702,2.3273018419622602,null,3.1733220171631018,7.0074541639427927]
[0.62358453385416523,25.296960693849648,1.911,0.41599999999999998,-2.4810324200557898E-2,0.42909053850454598,0.30433767053640498,2.3966688576187098,null,3.2105855433514976,7.9675547483013407]
[0.70684698550892899,26.438881197388252,0.94,0.69799999999999995,-3.0091102956529201E-2,0.38196004674934497,0.30924512243378199,2.42020343073641,null,3.2556191718312841,22.460421370775112]
[0.82492273484089318,27.948465145959425,1.012,0.317,-2.2489501947018001E-2,0.39188163761317701,0.29083380700851802,2.3043615778845399,null,3.3121996289450455,8.2537295226971406]
[0.97319402017608325,29.698264218041334,0.56499999999999995,0.66100000000000003,-2.3460344598760501E-2,0.36221270020332103,0.29809182054726202,2.3775043422825202,null,3.374011503215617,29.329444628249082]
[5.3868334549991959E-2,7.5949068998229965,1.2150000000000001,0.35899999999999999,-2.5482074256471698E-2,0.36546299288843098,0.30470775811339201,2.3216916273373398,null,1.9577181294900121,5.8153627888145794]
[0.54008325594491968,24.072263600199982,0.79400000000000004,0.41499999999999998,-2.9734070351773601E-2,0.36227966341284601,0.30081493798568698,2.4604406742342602,null,3.1599207463634253,14.884087519903369]
[0.87806095272495588,28.592374330847338,1.054,0.35599999999999998,-2.65224075951523E-2,0.39333856613174401,0.30221093813854499,2.3644954512585201,null,3.3353925542492688,10.00519779828759]
[0.50457616571969999,23.522899256815116,1.998,0.78700000000000003,-1.9225576042294201E-2,0.33802476007462401,0.31137728522347302,2.3812964640103198,null,3.1363320916297628,13.714218276204997]
[0.13348245585535501,9.0847652297187622,1.353,0.313,-2.7124926931728001E-2,0.32196220306774698,0.29812627229660499,2.5340394937637001,null,2.1488567440118489,5.992501664473397]
[0.125394297766386,8.9590765616237142,0.88600000000000001,0.79400000000000004,-2.32991141150766E-2,0.40619625076995203,0.31063025382236698,2.3423865615512498,null,2.1340736578279471,17.331295745966344]
[0.31242026983567928,20.137725519992326,0.70499999999999996,0.34599999999999997,-2.8598038541697301E-2,0.419831266780549,0.28811576453157201,2.4145271165670401,null,2.9772363360851264,11.51400439431151]
[0.89847331674188236,28.834523889297031,1.369,0.65300000000000002,-2.6287378670377701E-2,0.41080254873381999,0.29677577951675399,2.40279890266449,null,3.3439771750477556,15.742556780772077]
[0.93069137618209286,29.211192839382303,1.1020000000000001,0.74099999999999999,-2.9350562514339502E-2,0.39831397953093001,0.29994033045201102,2.35397344586538,null,3.3571859359711964,19.948701589438404]
[0.9856157100761157,29.838596227567091,1.9219999999999999,0.443,-2.48207332386025E-2,0.40675344820731102,0.26752894575234198,2.33272646776296,null,3.3788070999484257,7.2432364517629084]
[9.3901294816276848E-2,8.4260271236571676,1.921,0.7,-2.39248515678324E-2,0.42470339964716602,0.29865923295143498,2.4614814550097499,null,2.068823122596632,10.122758176597539]
[0.79797548366985238,27.613997740169303,0.57399999999999995,0.495,-2.5551857928637001E-2,0.40607033080981803,0.30798440387625398,2.5530458005456,null,3.2999367469637857,25.602525858758931]
[0.59215537030243659,24.846228289823578,1.4219999999999999,0.78100000000000003,-2.3888381442719799E-2,0.30950201954475398,0.30000721831300903,2.3331676479891201,null,3.1922363258286426,16.018338997875169]
[0.25330682952337558,18.893360155697557,0.99299999999999999,0.33200000000000002,-2.5024817605188598E-2,0.34481933984006102,0.29796453989127603,2.4424515605055901,null,2.9117433412172979,9.1389158435344076]
[0.94470812335720034,29.373028184726788,0.53200000000000003,0.62,-2.7575328447690499E-2,0.41378629281528601,0.30419337757723303,2.3794919255421298,null,{"$f":"-LN(-LN(1-(1/B300182)))","v":3.3628079037391303},{"$f":"D300182*(C300182^((E300182*J300182)+F300182-1))*EXP((G300182*J300182)+H300182)","v":28.585218058883171}]
[0.74768356429917815,26.974308772958089,1.355,0.5,-3.36218765333266E-2,0.38787398151708202,0.29940727191842698,2.4431121315878599,null,3.2760558674790508,12.32232013720748]
[0.36862702346048049,21.215531468579606,0.85499999999999998,0.74299999999999999,-2.8030255709970898E-2,0.45846774925537398,0.307789627530344,2.4102022041204898,null,3.0306894924988592,23.1987581285731]
[0.55089053165966784,24.235864016702649,0.80200000000000005,0.53300000000000003,-2.48544383233965E-2,0.356477220743732,0.31760800679743401,2.5678765027006398,null,3.166839211743294,22.28278480430733]
[0.24722927512196047,18.757532201798561,1.4039999999999999,0.56100000000000005,-2.5313984776522799E-2,0.34974982996634202,0.28934706628981299,2.2934737255834201,null,2.904327640094043,10.076484726205345]
[4.9533489651388929E-2,7.4883099096422088,1.3919999999999999,0.34200000000000003,-3.1794328290264497E-2,0.34214011491751001,0.28282334796985897,2.4312815686244602,null,1.9425285681219866,5.3106848205612893]
[0.36459393352728342,21.141059622710891,1.405,0.54700000000000004,-2.1078512780846499E-2,0.35579432768847902,0.32043905107139398,2.3189942169447901,null,3.0270866341916371,11.529788202748277]
[0.42691813443367643,22.249558663057734,1.508,0.76100000000000001,-2.2163011688435701E-2,0.39752131898695198,0.32266546702000298,2.30853528108055,null,3.0794172613367565,15.697642191118172]
[0.63902237244017546,25.51419606289501,1.7529999999999999,0.66100000000000003,-2.3220628138913998E-2,0.29933326447671399,0.299816252277672,2.4804501558389198,null,3.2193103011205637,13.415143716710581]
[0.99673355049778334,29.963450112836291,1.036,0.55300000000000005,-2.3817370923425299E-2,0.38471147545255202,0.30140868442952201,2.42389904109455,null,3.3830545083188936,16.887488977148262]
[0.53674270645536326,24.021363846836394,1.0349999999999999,0.59,-2.2148886113721001E-2,0.41988216420027402,0.28821890122868299,2.33603760362438,null,3.1577584546790782,14.822815596028653]
[0.6250921006888791,25.31829220711802,1.1459999999999999,0.79600000000000004,-2.1492538482603199E-2,0.33435936075421202,0.29126283048430202,2.3261599667503901,null,3.2114456535934193,18.788792221700728]
[0.8540724076544931,28.304174539205398,0.60199999999999998,0.53700000000000003,-2.6278973849277399E-2,0.44712566753546901,0.296277746994633,2.4810972757368099,null,3.3250783625642941,23.793544986933711]
[0.78113601015779088,27.402113678329886,0.73599999999999999,0.58599999999999997,-2.2629414750609901E-2,0.35306588767317798,0.30496441466860102,2.4743528182957202,null,3.2920896964551538,23.68932795341577]
[0.79868414121584674,27.622865221021286,1.5740000000000001,0.76400000000000001,-2.9836558753566202E-2,0.41915483129338799,0.304421686544391,2.4271365124804198,null,3.3002638120146255,17.365240281309227]
[0.33356871533527244,20.553822060831319,0.71399999999999997,0.52300000000000002,-2.2322657000215001E-2,0.410254323840337,0.30875994164224102,2.3933610237164702,null,2.9982124896689664,18.031682110548523]
[0.47021293180213286,22.972502083346654,1.8,0.66900000000000004,-3.2379769700304199E-2,0.35557767419385999,0.31135349536425599,2.41462939210858,null,3.1121273846239679,12.725601358988566]
[0.21143403831623653,17.921198417147654,0.86799999999999999,0.79400000000000004,-2.2936774146126899E-2,0.35657934611283498,0.30722224790949698,2.3750413175343099,null,2.8574130903928943,22.705185781684325]
[0.24692011989397933,18.750578477197919,1.6080000000000001,0.309,-2.9370071660444499E-2,0.36353027837906698,0.29386963085217199,2.4430013563817798,null,2.9039465080681786,5.9247587379464175]
[0.97137064225591885,29.677589692634072,0.94,0.32200000000000001,-2.76301913063225E-2,0.28986295079589502,0.32456601245182698,2.4316039557555902,null,3.3733030400228046,11.507130111558432]
[0.73707533661829139,26.836655152255563,1.4590000000000001,0.53200000000000003,-2.06558137139259E-2,0.44703742989268602,0.295049990209308,2.33487219348455,null,3.2708415393604922,11.409179652962264]
[0.17072272945329103,9.6195607130615102,0.65800000000000003,0.72199999999999998,-2.9445040072418702E-2,0.45854370813193002,0.30398088956451202,2.3896662927014201,null,2.2094183204939868,19.874017030509073]
[0.24778983225319917,18.770129545379469,1.6140000000000001,0.432,-2.6215270545928E-2,0.38226192823375299,0.28763374060690999,2.4045916494617199,null,2.905017727650701,7.91425260916479]
[0.56997519632853744,24.52089592646637,1.8160000000000001,0.55000000000000004,-2.1454060171330801E-2,0.41634589534018102,0.30759232272383702,2.31401218237747,null,3.1787796636934758,10.024428337140545]
[5.1357560927825285E-2,7.5337117270869944,1.9910000000000001,0.36899999999999999,-2.63878130597918E-2,0.358302549759689,0.31153927837536799,2.3960544620949502,null,1.9490264334910403,4.6134710594987478]
[0.40660348939898006,21.897712304738512,1.712,0.35499999999999998,-2.87740165389072E-2,0.44324393439895698,0.32567157362483501,2.3765168357609601,null,3.0631019662745724,7.3280504200137262]
[2.5013636342738788E-2,6.7682490047621542,1.371,0.30099999999999999,-2.46788723118124E-2,0.44339540411790102,0.287720258454366,2.4017976870640201,null,1.8333702496018078,4.6587278220108752]
[0.78085109779734341,27.398509198709291,0.628,0.72799999999999998,-2.4711115492705601E-2,0.34756999106462799,0.32279382992679501,2.3857620175133398,null,3.2919556716104474,32.210591817455331]
[5.6601832498833105E-2,7.6599302739647399,1.056,0.61499999999999999,-2.1638075072398299E-2,0.41045492593195698,0.298512566908405,2.4608870757994699,null,1.9668712440713003,12.521505772393651]
[0.51317086299329506,23.657604511923957,0.51900000000000002,0.62,-2.8342216790451E-2,0.34567581666591901,0.28020380177249399,2.5200190446551201,null,3.1421677908142907,30.264564383712759]
[0.71761586181495862,26.581546358893529,1.25,0.42299999999999999,-3.3409698633741103E-2,0.34859113790971502,0.32083318427974999,2.4651797990208899,null,3.2611055041783485,11.957967779902425]
[0.25852066963227949,19.008591741512724,1.494,0.36,-2.7561048365704201E-2,0.37969889041578198,0.30934221394413502,2.4226845115403801,null,2.9179917050446451,7.5562924605014983]
[0.42521689603855006,22.220419224023921,0.52300000000000002,0.42199999999999999,-2.6858503446093501E-2,0.369408081341076,0.289873388230101,2.3514064825160701,null,3.0780761183241614,17.171107969207068]
[0.93413264401675444,29.251037463768142,1.181,0.71899999999999997,-2.5210607042209499E-2,0.31651573505809899,0.29504552599304201,2.34891868950639,null,3.3585730271943981,17.852884866630966]
[0.73377540089975146,26.793633067019581,1.232,0.30199999999999999,-2.6672898837837099E-2,0.40432394551916301,0.282992981632674,2.3889573460109101,null,3.2692062660599306,7.2017006061327455]
[0.10450623440329476,8.6143158827656237,0.84699999999999998,0.76,-3.5179977565780098E-2,0.33483371238537701,0.29633519395642999,2.4433190533484002,null,2.0923621534914116,18.386189601084624]
[0.28960208717793268,19.672650752705827,0.65700000000000003,0.442,-2.5287056442770101E-2,0.327367952880809,0.28974854558547702,2.3637993986892099,null,2.9532580552322503,15.13454995884725]
[0.57905753030527296,24.654865034165176,1.0489999999999999,0.36199999999999999,-2.4820781583884E-2,0.36891215897923801,0.30316286130618098,2.3929353609025101,null,3.1843429572339108,10.056591578315411]
[0.6055266077755812,25.039415164047423,0.65200000000000002,0.77,-2.81672585627297E-2,0.41208189781187499,0.28113806868521601,2.45462414893702,null,3.2001421967304022,29.457647989277127]
[0.51415560806568039,23.672966224363577,1.3160000000000001,0.59899999999999998,-2.3567570935725101E-2,0.39587874310795101,0.328959327050595,2.3861381378877198,null,3.1428311319183031,15.19975338757571]

{"sheet":"list options","index":2,"n_rows":4,"n_cols":1,"rows_kept":4,"cut":false,"hidden":true,"merged":[]}
["estimate type"]
["national range"]
["local range"]
["exact value"]