## Final shortlist
Ref No. | Site name or local number | Watercourse | Approx Area (km2) | Utility Score
23018 | 23018 | Ouse Burn | 9 | 672
37033 | 37033 | Eastwood Brook | 10.4 | 672
39134 | 4319TH | Ravensbourne East | 10.3 | 672
39055 | Not known. | Yeading Brook West | 17.6 | 661.5
42017 | 153601001 | Hermitage Stream | 17 | 661.5
68021 |  | Arrowe Brook | 17.9 | 661.5
68010 |  | Fender | 18.4 | 504
69047 | 690206 | Roch | 14.8 | 504
037052 | Prittlewell | Prittlewell Brook | 6.2 | 504
27081 | F1715 | Oulton Beck | 25.1 | 441
44009 | 446020 | Wey | 7 | 384
30013 | 30013 | Heighington Beck | 21.2 | 336
38007 | 5189TH | Canons Brook | 21.4 | 336
39049 | 3829TH | Silk Stream | 29 | 336
39096 | 3839TH | Wealdstone Brook | 21.8 | 336
69019 | Not in DIAP | Worsley Brook | 24.9 | 336
31026 | 31026 | Egleton Brook | 2.5 | 320
48005 | SW84F054 | Kenwyn | 19.1 | 288
30014 | 30014 | Pointon Lode | 11.9 | 256
39092 | 3809TH | Dollis Brook | 25.1 | 252
25A17 | PORT ISAAC | Coastal Stream | 2.8075 | 240
36011 | 36011 | Stour Brook | 34.5 | 220.5
39086 | 3229TH | Gatwick Stream | 33.6 | 220.5
39095 | 4389TH | Quaggy | 33.5 | 220.5
71013 | 713120 | Darwen | 39.5 | 220.5
FWBM01_FW | Beaminster | River Brit | 9.69 | 192
034051 | Spixworth | Spixworth Beck | 21.4 | 192
556234002 | Cradlebridge | Cradlebridge Sewer Trib Reading Sewer | 5.8 | 180
25011 | F3589 | Langdon Beck | 13 | 168
25019 | F3808 | Leven | 14.8 | 168
27051 | F2120 | Crimple | 8.1 | 168
27073 | F2760 | Brompton Beck | 12.9 | 168
38020 | 5329TH | Cobbins Brook | 38.4 | 168
45816 | SS92F056 | Haddeo | 6.7 | 168
48007 | SW73F053 | Kennal | 26.5 | 168
54026 | Not in DIAP | Chelt | 34.5 | 168
45817 | SS92F057 | Unnamed Stream | 1.9 | 160
S16587_FW | Luxulyan | Par River | 25.7725 | 144
32029 |  | Flore | 7 | 128
33045 | 33045 | Wittle | 28.3 | 128
43019 | 433110 | Shreen Water | 29.1 | 128
44006 | 445410 | Sydling Water | 12.4 | 128
44801 | 445210 | Hooke | 11.8 | 128
52015 | 521510 | Land Yeo | 23.3 | 128
52025 | 520550 | Hillfarrance Brook | 27.8 | 128
2626 | Feckehham | Bow Brook | 22.4325 | 128
F3485 | South Newbald | Ings Beck | 14.2 | 128
029013 | Moor Beck Clapgate | Moor Beck | 7.1 | 128
18A08 | Molingey | St Austell River | 29.9 | 128
27010 |  | Hodge Beck | 18.9 | 126
28115 | 4115 | Maun | 31.5 | 126
44008 | 445610 | South Winterbourne | 19.9 | 126
26A05 | Boscastle Anderton | Valency | 5.5475 | 120
654220001 | Aylesford Stream | Old Mill Stream Tributary East Stour | 17.9 | 108
57010 | 57010 | Ely | 39.4 | 96
65005 | 65005 | Erch | 18.1 | 96
68011 |  | Arley Brook | 36.5 | 96
69046 | 690470 | Bradshaw Brook | 36.9 | 96
72817 | 720212 | New Mill Brook | 31.9 | 96
73006 | 735226 | Cunsey Beck | 18.7 | 96
36010 | 36010 | Bumpstead Brook | 28.3 | 84
41020 | 352711019 | Bevern Stream | 34.6 | 84
46005 | SX67F051 | East Dart | 21.5 | 84
47009 | SX35F068 | Tiddy | 37.2 | 84
48004 | SX16F060 | Warleggan | 25.3 | 84
48009 | SX16F062 | St Neot | 22.7 | 84
51002 | 510310 | Horner Water | 20.8 | 84
72014 | 724836 | Conder | 28.5 | 84
56007 | 056007 | Senni | 19.9 | 72
29009 | 29009 | Ancholme | 27.2 | 64
31025 | 31025 | Gwash South Arm | 24.5 | 64
33048 |  | Larling Brook | 21.4 | 64
33052 | 33052 | Swaffham Lode | 36.4 | 64
48801 | SW63F042 | Cober | 26.5 | 64
60012 | 60012 | Twrch | 20.7 | 64
36009 | 36009 | Brett | 25.7 | 64
76011 | 763117 | Coal Burn | 1.5 | 52.5
24006 | 24006 | Rookhope Burn | 36.5 | 42
25003 | F3509 | Trout Beck | 11.4 | 42
26803 | F3175 | Water Forlornes | 32.4 | 42
28033 | 4033 | Dove | 8 | 42
28041 | 4041 | Hamps | 35.1 | 42
48001 | SX26F065 | Fowey | 36.8 | 42
51003 | 510810 | Washford | 36.3 | 42
54022 | Not in DIAP | Severn | 8.7 | 42
71003 | 711008 | Croasdale Beck | 10.4 | 42
25808 |  | Burnt Hill | 0.75 | 40
25809 |  | Bog Hill | 0.05 | 40
25810 |  | Sike Hill | 0.04 | 40
31023 | 31023 | West Glen | 4.4 | 40
54091 |  | Severn | 3.6 | 40
54092 |  | Hore | 3.2 | 40
28070 | Not known. | Burbage Brook | 9.1 | 32
45818 | SS93F030 | Withiel Florey Stream | 9.9 | 32
55008 |  | Wye | 10.6 | 32
67010 | 67010 | Gelyn | 13.1 | 32
33065 | 033065 | Hiz | 11.9 | 32
26802 | F3009 | Gypsey Race | 15.8 | 31.5
52026 |  | Alham | 5.1 | 30
64011 | 064011 | Cerist | 5.3 | 30
69042 |  | Ding Brook | 2.2 | 30
52016 | 520710 | Currypool Stream | 15.7 | 24
41021 | 352712005 | Clayhill Stream | 7.1 | 24
22003 | 22003 | Usway Burn | 21.4 | 21
25012 | F3581 | Harwood Beck | 25.1 | 21
27032 | F1960 | Hebden Beck | 22.2 | 21
49003 | SX17F063 | De Lank | 21.5 | 21
39017 | 1471TH | Ray | 18.8 | 18
55010 |  | Wye | 27.2 | 16
S19546_FW | Idless | Allen (Truro) | 24.5 | 16
73009 | 730203 | Sprint | 34.6 | 10.5
76001 | 761103 | Haweswater Beck | 33 | 10.5
76811 | 761706 | Dacre Beck | 36 | 10.5
39126 | 2816TH | Red | 18.5 | 9
39082 | 4189TH | Graveney | 16.7 | 9
67013 |  | Hirnant | 33.9 | 8
72007 | 720215 | Brock | 32 | 6
39054 | 3210TH | Mole | 31.8 | 4
38012 | 4827TH | Stevenage Brook | 36 | 3
40021 | 556710001 | Hexden Channel | 32.4 | 3
101005 | 050101012 | Eastern Yar | 22.5 | 2
203046 | Rathmore Burn | Rathmore Bridge | 22.5 | Not derived
203049 | Clady | Clady Bridge | 29.4 | Not derived
206004 | Bessbrook | Carnbane | 25 | Not derived
205034 | Woodburn | Control | 0.2 | Not derived
205101 | Blackstaff | Eason's | 13.2 | Not derived
206006 | Annalong | Recorder | 13.8 | Not derived
20002 | West Peffer Burn | Luffness | 26.2 | Not derived
21001 | Fruid Water | Fruid | 23.7 | Not derived
21017 | Ettrick Water | Brockhoperig | 37.5 | Not derived
80003 | White Laggan Burn | Loch Dee | 5.7 | Not derived
84016 | Luggie Water | Condorrat | 33.9 | Not derived
84023 | Bothlin Burn | Auchengeich | 35.7 | Not derived
84026 | Allander Water | Milngavie | 32.8 | Not derived
86001 | Little Eachaig | Dalinlongart | 30.8 | Not derived
89004 | Strae | Glen Strae | 36.2 | Not derived
7006 | Lossie | Torwinny | 20 | Not derived
19010 | Braid Burn | Liberton | 16.2 | Not derived
84002 | Calder | Muirshiel | 12.4 | Not derived
4009 | Peffery | Strathpeffer STW | 17.3 | Not derived
13017 | Colliston Burn | Colliston | 8.4 | Not derived
19020 | Almond | Whitburn | 30.3 | Not derived
80005 | Dargall Lane | Loch Dee | 2.1 | Not derived
84029 | Cander Water | Candermill | 24.5 | Not derived
85004 | Luss Water | Luss | 35.3 | Not derived
7009 | Mosset Burn | Wardend Bridge | 28.3 | Not derived
33030 | 33030 | Clipstone Brook | 38.8 | Not derived
44013 | 444120 | Piddle | 34.8 | Not derived
47021 | 12N02 | Kensey | 33.4 | Not derived
47022 | S11512_FW | Tory Brook | 15.7 | Not derived
49005 | S23538_FW | Bollingey Stream | 16.1 | Not derived
49006 | 25B12 | Camel | 12.9 | Not derived
57017 | 57017 | Rhondda Fawr | 16.6 | Not derived
48006 |  | Cober | 37.5 | Not derived
39135 | 4386TH | Quaggy River | 14.5 | Not derived

## Rejected at Stage 1
Site ref | Site name or local number | Watercourse | Area | Utility score
720210 | Calder Bridge | Calder (Wyre) | 22.4875 | 224
453650001 | Lingfield | Eden Tributary Medway | 29.5 | 96
30030 | Nettleham Beck | Nettleham Beck | 17.7825 | 96
432105 | North Newnton | Woodborough Stream | 12.0725 | 96
19D01 | Penweathers | Calenick Stream | 11.8 | 96
2256 | Sanders Park | Battlefield Brook | 16.91 | 96
33077 | Sugar Fen | Gaywood | 28.5775 | 96
530194_FW | Brislington | Brislington Brook | 9.0475 | 84
520574 | Taunton Manor | Galmington Stream | 7.33 | 84
56029 | Tredegar Park | Main Dock Feeder | 2.4225 | 80
521009_FW | WELLS GS | Keward Brook | 0.9625 | 80
35016 | Benhall Bridge | Fromus | 18.4 | 72
26A04 | Boscastle County Bridge | Valency | 19.985 | 72
2884 | Burlington Worfe | Worfe | 15.7 | 72
33067 | Burwell | New River | 19.6 | 72
720208 | Sandholme Bridge | Calder (Wyre) | 16.9 | 72
152208002 | Allbrook | Itchen | 12.1875 | 64
150100001 | Chewton Glen | Walkford Brook | 9.2 | 64
35026 | Hollesley | Blackditch | 9.9 | 64
2885 | Hurcott Wood | Blakedown Brook | 24.8275 | 64
26A07 | BOSCASTLE JORDAN | Valency | 2.3575 | 60
447010 | LITTON CHENEY | Litton Cheney Stream | 1 | 60
531210 | ST DUNSTANS SPRING | Mells | 3.7 | 60
40017 | 556521001 | Dudwell | 27.5 | 48
41026 | 352840006 | Cockhaise Brook | 36.1 | 48
48010 | SX25F064 | Seaton | 39.1 | 48
54052 | 2052 | Bailey Brook | 34.4 | 48
55017 |  | Chwefru | 29 | 48
S20594_FW | Boscadjack | Cober | 26.8225 | 48
735328 | Calgarth | Trout Beck (Windermere) | 24.355 | 48
152102003 | Chandlers Ford | Monks Brook | 38.665 | 48
033073 | Fulbourn | Bottisham Lode | 19.1 | 48
035050 | Halesworth | Blyth | 36.255 | 48
F0521 | Hollins Bridge | Rivelin | 28.2675 | 48
S19592_FW | Newmill Dam | Kenwyn | 16.6 | 48
46839 | NEWTOWN LINFORD | Lin | 1.6525 | 48
034050 | South Creake | Burn | 26.6 | 48
761121 | Swindale Foot | Swindale Beck | 17.38 | 48
067023 | Tattenhall | Golbourne Brook | 16.57 | 48
034054 | Wendling | Wendling Beck | 25.4 | 48
030032 | Wilsford | Slea | 24.08 | 48
SS92F051 | Wimbleball Footbridge | Haddeo | 28.92 | 48
433210 | Wincanton | Cale | 22.43 | 48
F2335 | Bellerby Beck SP NO1 | Bellerby Beck | 1.5025 | 40
036077 | FRESTON LODGE FARM | Unknown | 2.5 | 40
F2576 | Howkeld Fish Farm Outlet | How Keldfish Farm Outlet | 3.25 | 40
SY08F051 | Pophams | Colaton Raleigh Stream | 5.1 | 40
033078 | Swaffham Prior | Swaffham Bulbeck Lode | 3.3 | 40
FWUP01_FW | Upwyey Culvert-FW | Wey | 4.78 | 40
351213001 | WHYDOWN | Wallers Haven | 3.26 | 40
434313 | Blandford | Pimperne Stream | 17.3725 | 36
029015 | Bilsby | Wold Grift Drain | 27.5725 | 32
444210 | Dewlish | Devil'S Brook | 8.3725 | 32
030019 | Dunston Beck | Dunston Beck | 36.6 | 32
SX49F007 | Germansweek | Wolf | 10.7 | 32
030018 | Honington Beck | Honington Beck | 20.3975 | 32
031030 | Little Bytham | West Glen | 23.845 | 32
26202 | New Guild Farm | Wood Brook (Tern) | 8.9075 | 32
029012 | North Kelsey Beck | North Kelsey Beck | 14.615 | 32
057023 | Pen y Gawsi | Clun | 26.765 | 32
SW42F895 | Penberth | Penberth Stream | 14.095 | 32
255216031 | Ratham Mill | Bosham Rife | 12.4625 | 32
25A12 | Rialton | Porth | 25.675 | 32
444110 | South House | Piddle | 21.5 | 32
032011 | Stanground Lode | Nene (Orton - Wash) | 10.8 | 32
S12555_FW | Truscott | Kensey | 26.9 | 32
2898 | Wildmoor | Battlefield Brook | 7.3 | 32
55033 |  | Wye | 3.9 | 30
55034 |  | Cyff | 3.1 | 30
55035 |  | Iago | 1.1 | 30
761147 | Keld V Notch | Keld Gill | 1.78 | 30
S23535_FW | Rose in vale | Perrancombe Stream | 4.415 | 30
761107 | Thornship V Notch | Thornship Gill | 1.91 | 30
37029 |  | St Osyth Brook | 8 | 24
39065 | 1995TH | Ewelme Brook | 13.4 | 24
54086 | 2149 | Cownwy Diversion | 13.2 | 24
55027 | 055027 | Rudhall Brook | 13.2 | 24
60004 |  | Dewi Fawr | 36.7 | 24
61003 | 061003 | Gwaun | 31.3 | 24
71005 | 711006 | Bottoms Beck | 10.6 | 24
FWMR01_FW | Bridport Magdalen | Simene | 17.08 | 24
736033 | Cark Station | Eea | 30.4 | 24
720213 | Carvers Bridge | Barton Brk | 39.3275 | 24
761125 | Cawdale | Howes Beck | 8.2725 | 24
751006 | Newlands Beck Bridge | Newlands Beck | 33.885 | 24
030022 | Rippingale | Rippingale Running Dyke | 39.1 | 24
692330 | Taxal | Goyt | 27.9 | 24
530620 | Tetbury | Tetbury Avon | 29.7 | 24
724427 | Wray | Hindburn | 35.3125 | 24
254131011 | ARUNDEL PARK BOTTOM FLOW | Unnamed | 3.1825 | 20
050601011 | Atherfield | Atherfield Brook | 5.24 | 20
452125001 | AYLESFORD MEDWAY GS | Unknown | 2.135 | 20
050401005 | CALBOURNE | Calbourne Stream | 3.6975 | 20
253222001 | CLAYTON | Unknown | 2.9275 | 20
26203 | Guild Lane | Humesford Brook | 4.33 | 20
352711021 | PLUMPTON GOTE FARM | Unknown | 1.0625 | 20
445520 | STINSFORD | Frome | 0.9675 | 20
446010 | Upwey | Wey | 4.7925 | 20
47013 | SX27F066 | Withey Brook | 16.2 | 18
39031 | 2633 | Lambourn | 28.4 | 16
43013 | 430160 | Mude | 12.4 | 16
54060 | 2060 | Potford Brook | 25 | 16
030028 | Banks Road | Waring | 30.945 | 16
050301008 | Blackwater | Medina | 27.5875 | 16
445530 | Cerne Abbas | Cerne | 10.4825 | 16
035024 | Creeting St Mary | Stonham Watercourse | 26.2525 | 16
2241TH | Hungerford | Shalbourne Stream | 21.31 | 16
029026 | Kingerby | Kingerby Beck | 32.4 | 16
19D02 | Ladock | Tresillian | 29.21 | 16
029014 | Little Carlton Mill | Long Eau | 20.2675 | 16
033074 | Little Wilbraham | Cam | 28.6 | 16
029008 | Market Rasen | Rase | 31.3 | 16
035025 | Playford | Fynn | 26.3 | 16
SS92F053 | Wimbleball Comp | River Haddeo | 28.7975 | 16
S27576_FW | Woolstone | River Neet | 37.1 | 16
27A07 | BUDE KENWYN CLOSE | Unknown | 2.275 | 15
055047 | GROSMONT, RHOSLLWYN | Monnow | 2.3338 | 15
151816012 | M27 TV1 | Test | 1.5175 | 15
692361 | Tunstead House | Sett | 6 | 15
SX76F052 | WOODLANDS | River Hems | 3.3175 | 15
24011 | 024011 | Wear | 20.5 | 12
28109 | 4840 | Sow | 10.9 | 12
54098 | 2603 | Cam | 29.3 | 12
55015 | 055015 | Honddu | 25.1 | 12
58010 | 058010 | Hepste | 11 | 12
65008 | 065008 | Peris | 12 | 12
67003 |  | Brenig | 20.2 | 12
71015 |  | Dunsop | 25 | 12
765860 | Beckfoot Bridge | Roe Beck | 25.76 | 12
530110 | Garsden | Charlton Stream | 18.8 | 12
SX59F003 | Gorhuish | Hookmoor Brook | 11.8525 | 12
444420 | Milborne | Bere Stream | 18.6175 | 12
S45258-64_FW | Palmers Dam | Harbourne | 31.0825 | 12
451340002 | Sundridge | Darent | 34.5 | 12
445930 | Winfrith | Win | 16.775 | 12
33068 | 033068 | Cheney Water | 5 | 10
39116 | 2195TH | Sulham Brook | 3 | 10
39133 | 4159TH | Wandle | 1.1 | 10
39146 | 2020TH | Mill Brook | 2 | 10
SS70F064 | BROOMHILL | Broomhill Stream | 1.6 | 10
033079 | Chippenham Fen | Soham Lode | 1.2425 | 10
033061 | Fowlmere No1 | [River Shep | 3.3825 | 10
033062 | Fowlmere No2 | Guilden Brook | 3.4 | 10
761109 | Keld Intake Upstream | Keld Gill | 1.7575 | 10
SX98F055 | STAPLAKE | Staplake Brook | 1.9 | 10
029022 | Well Beck | Well Beck | 3.5 | 10
40027 | 654715002 | Sarre Penn | 19.4 | 9
42020 | 151815001 | Tadburn Lake | 19 | 9
50003 | SX69F051 | Taw | 15.6 | 9
27047 | F2290 | Snaizeholme Beck | 10.2 | 8
32016 | 032016 | Willow Brook | 7.6 | 8
39075 | 0530TH | Marston Meysey Brook | 25 | 8
433510 | All Hallows | Abbey | 36.1 | 8
030031 | Allington | Foston Beck | 39.7 | 8
SX27F866 | Bastreet Ultra | Withy Brook | 13.9525 | 8
067045 | Carden Park | Carden Brook | 34.1 | 8
761123 | Cawdale Intake | Howes Beck | 8.1775 | 8
652421003 | Fairbrook | White Drain | 31.4225 | 8
761133 | Heltondale | Heltondale Beck | 6.4 | 8
F25110 | Levisham Mill | Levisham Beck | 11.1 | 8
23A29 | Perrancombe Culvert | Flood Channel | 9.7475 | 8
720248 | Roe Bridge | Brock | 37.07 | 8
530120 | Startley | Rodbourne Brook | 28.8 | 8
25A19 | Twewornan Bridge | River Amble | 30.985 | 8
029011 | Waddingham | Black Dyke | 38.6 | 8
351220099 | Wallers | Wallers Haven | 38.59 | 8
035023 | Wangford | River Wang | 31.6 | 8
152803002 | West Meon | Meon | 27.4 | 8
28101 | 4101 | Tame (Oldbury Arm) | 27.93 | 6
33064 | 033064 | Whaddon Brook | 16 | 6
34021 | 034021 | River Mun | 19.4 | 6
39137 | 3625TH | Yeading West | 21.1 | 6
41024 | 352835017 | Shell Brook | 22.6 | 6
43025 | 432800 | Dockens Water | 17.2 | 6
50013 | SS63F015 | River Bray | 17.6 | 6
54109 | 2607 | Glynch Brook | 18.26 | 6
101002 | 050301011 | Medina | 29.8 | 6
030023 | Hagnaby Beck | Hagnaby Beck | 17.9 | 6
763213 | New Water | New Water | 19.1275 | 6
761113 | Swindale Intake | Swindale Beck | 15.52 | 6
28110 | 4852 | Oldacre Brook | 2.8 | 5
33040 | 033040 | Rhee | 2 | 5
41031 | 253125007 | Fulking Stream | 1 | 5
41033 | 254333004 | Costers Brook | 2.7 | 5
54087 |  | Allford Brook | 4.7 | 5
060S0589W | BRIANNE FLUME | Nant Bustach | 2.6175 | 5
530810 | CALSTONE | Marden | 3.3 | 5
351224002 | COOMBE BRIDGE GS | Ninfield Stream | 1.8 | 5
652313005 | HAWKES and BEETLES GS | Osiers Stream Tributary Luddensham Gut | 0.875 | 5
253211001 | NEWTIMBER | Unknown | 2 | 5
253125010 | POYNINGS | Poynings Spring | 1.1 | 5
ST10F041 | RIGGLES FARM | Tributary of Otter | 0.1 | 5
254154012 | STORRINGTON SPRING HEAD FLOW | --- | 0.635 | 5
254154011 | SULLINGTON CHANTRY FLOW | Unknown | 1.0475 | 5
ST21F003 | YALHAM FARM | Tributary of Otter | 0.5625 | 5
27063 | F1955 | Dibb | 25.5 | 4
27068 | F1240 | Ryburn | 33 | 4
28113 | 4146 | Erewash | 26.9 | 4
31016 | 031016 | North Brook | 36.5 | 4
31019 | 031019 | Medbourne Brook | 27.9 | 4
31022 |  | Jordan | 20.8 | 4
31024 | 031024 | Holywell Brook | 22.3 | 4
39107 | 3350TH | Hogsmill | 33.7 | 4
39145 | 3629TH | Yeading Brook East | 9.6 | 4
41013 | 351222002 | Huggletts Stream | 14.2 | 4
65014 | 065014 | Colwyn | 6.6 | 4
067004 | Alwen | Alwen | 24.4 | 4
39084 | 3820TH | Brent | 36.4 | 3
39123 | 2427TH | Blackwater | 35.5 | 3
41001 | 351221005 | Nunningham Stream | 16.9 | 3
41002 | 351223005 | Ash Bourne | 18.4 | 3
41030 | 352835027 | Ouse | 37.2 | 3
41037 | 352622003 | Winterbourne Stream | 17.3 | 3
101003 | 05+H265+A24+A169:L264 | Lukely Brook | 16.2 | 3
451221004 | Bexley | Shuttle Tributary Cray | 19.35 | 3
SX59F051 | Meldon | West Okement River | 16.9 | 3
27054 | F2570 | Hodge Beck | 37.1 | 2
27070 | F1530 | Eller Beck | 35.3 | 2
27082 | F2311 | Cundall Beck | 23.5 | 2
28044 | 4044 | Poulter | 32.2 | 2
30012 | 030012 | Stainfield Beck | 37.4 | 2
31011 | 031011 | West Glen | 31.6 | 2
38014 | 5357TH | Salmon Brook | 20.5 | 2
38028 | 5129TH | Stansted Brook | 25.9 | 2
40024 | 453233001 | Bartley Mill St | 25.1 | 2
54084 | 2124 | Cannop Brook | 31.5 | 2
54099 | 2199 | Coley Brook | 37.3 | 2
63004 | 063004 | Ystwyth | 32.1 | 2
036019 | Brantham | Stutton Brook | 30 | 2
763201 | Hynam Bridge | Gelt | 39.1 | 2
761511 | Patterdale | Goldrill Beck | 36.29 | 2
F0815 | Worsborough | River Dove | 35.3 | 2
38017 | 4730TH | Mimram | 39.1 | 1
40014 | 654620001 | Wingham | 37.7 | 1
3695TH | Mogden | Duke Of Northumberland River | 35 | 1
6006 | Allt Bhlaraidh | Invermoriston | 27.5 | Not derived
8017 | Burn of Carron | Dailuaine | 15.2 | Not derived
8021 | Nethy | Forest Lodge | 38.8 | Not derived
12004 | Girnock Burn | Littlemill | 30.3 | Not derived
14006 | Monikie Burn | Panbride | 16 | Not derived
14007 | Craigmill Burn | Craigmill | 29 | Not derived
14009 | Eden | Strathmiglo | 26 | Not derived
14010 | Motray Water | Kilmany | 33 | Not derived
15002 | Newton Burn | Newton | 15.4 | Not derived
15029 | Alyth Burn | Pitcrocknie | 32 | Not derived
15032 | Ordie Burn | Jackstone | 20 | Not derived
17012 | Red Burn | Castlecary | 22 | Not derived
17015 | North Queich | Lathro | 23.1 | Not derived
17016 | Lochty Burn | Whinnyhall | 14 | Not derived
17018 | Greens Burn | Damleys Cottage | 10.5 | Not derived
18014 | Bannock Burn | Bannockburn | 23.7 | Not derived
18017 | Monachyle Burn | Balquhidder | 7.7 | Not derived
18018 | Kirkton Burn | Balquhidder | 6.8 | Not derived
18019 | Comer Burn | Comer | 0.9 | Not derived
18020 | Loch Ard Burn | Duchray | 0.8 | Not derived
18021 | Loch Ard Burn | Elrig | 1.4 | Not derived
18023 | Monachyle Burn | Upper Monachyle | 2.2 | Not derived
19009 | Bog Burn | Cobbinshaw | 8.5 | Not derived
19017 | Gogar Burn | Turnhouse | 38.8 | Not derived
20004 | East Peffer Burn | Lochhouses | 31.1 | Not derived
21026 | Tima Water | Deephope | 31 | Not derived
21028 | Menzion Burn | Menzion Farm | 5.7 | Not derived
22008 |  | Alwin | 27.7 | Not derived
23014 |  | North Tyne | 27 | Not derived
25022 |  | Balder | 20.4 | Not derived
26007 |  | Catchwater | 15.5 | Not derived
27012 |  | Hebden Water | 36 | Not derived
27013 |  | Ewden Beck | 26.4 | Not derived
27016 |  | Little Don | 38.6 | Not derived
27018 |  | Ryburn | 10.7 | Not derived
27019 |  | Booth Dean Clough | 15.9 | Not derived
27020 |  | Scout Dike Stream | 15.2 | Not derived
28103 | 4103 | Henmore Brook | 15.8 | Not derived
33025 |  | Babingly | 39.6 | Not derived
33061 |  | Shep | 3.4 | Not derived
33062 |  | Guilden Brook | 3.4 | Not derived
35014 |  | Mill River | 27.1 | Not derived
37025 |  | Bourne Brook | 32.1 | Not derived
37026 |  | Tenpenny Brook | 29 | Not derived
37027 |  | Sixpenny Brook | 5.1 | Not derived
37028 |  | Bentley Brook | 12.1 | Not derived
38015 |  | Intercepting Drain | 7.4 | Not derived
38016 |  | Stansted Sp | 20.5 | Not derived
38019 |  | Salmon Brook | 33.9 | Not derived
39024 |  | Gatwick Stream | 31.1 | Not derived
39061 | 1761TH | Letcombe Brook | 4 | Not derived
39098 | 3350TH | Pinn | 33.3 | Not derived
39113 | 1751TH | Manor Farm Brook | 1.4 | Not derived
39147 |  | Wendover Springs | 9.5 | Not derived
40001 |  | Medway | 26.9 | Not derived
40002 |  | Darwell | 9.6 | Not derived
41017 |  | Combe Haven | 30.7 | Not derived
45006 |  | Quarme | 20.4 | Not derived
47016 |  | Lumburn | 20.5 | Not derived
47017 |  | Wolf | 31.1 | Not derived
52001 | 521210 | Axe | 18.2 | Not derived
52002 |  | Yeo | 30.3 | Not derived
52008 |  | Tone | 18.1 | Not derived
54058 |  | Stoke Park Brook | 14.3 | Not derived
54059 |  | Allford Brook | 10.2 | Not derived
54061 |  | Hodnet Brook | 5.1 | Not derived
54062 |  | Stoke Brook | 13.7 | Not derived
54066 |  | Platt Brook | 15.7 | Not derived
54069 |  | Springs Brook | 10.4 | Not derived
54070 |  | War Brook | 22.5 | Not derived
54083 |  | Crow Brook | 16.7 | Not derived
54085 |  | Cannop Brook | 10.4 | Not derived
54097 |  | Hore | 1.6 | Not derived
55020 |  | Pinsley Brook | 24.2 | Not derived
56014 | 056014 | Usk | 17 | Not derived
57001 |  | Taf Fechan | 33.7 | Not derived
67028 |  | Ceidiog | 36.5 | Not derived
67029 |  | Trystion | 12.3 | Not derived
70001 |  | Douglas | 39.4 | Not derived
71002 |  | Hodder | 37.4 | Not derived
75006 |  | Newlands Beck | 33.9 | Not derived
75010 |  | Marron | 27.7 | Not derived
79001 | Afton Water | Afton Reservoir | 8.5 | Not derived
80004 | Green Burn | Loch Dee | 2.6 | Not derived
80006 | Blackwater | Loch Dee | 15.6 | Not derived
81001 | Penwhirn Burn | Penwhirn Reservoir | 18.2 | Not derived
81005 | Piltanton Burn | Barsolus | 34.2 | Not derived
83012 | Gass Water | Welltrees | 13.9 | Not derived
84024 | North Calder Water | Hillend | 19.9 | Not derived
84031 | Watstone Burn | Watstone | 5 | Not derived
84032 | Bagabout Burn | Giffnock | 4.9 | Not derived
84034 | Auldhouse Burn | Spiers Bridge | 17.2 | Not derived
84035 | Kittoch Water | Waterside | 16.8 | Not derived
84036 | Earn Water | Letham | 19.8 | Not derived
89006 | Avich | Barnaline Lodge | 32.1 | Not derived
89008 | Eas Daimh | Eas Daimh | 4.5 | Not derived
89009 | Eas a' Ghaill | Succoth | 9.7 | Not derived
101006 |  | Wroxall Stream | 15.8 | Not derived
101007 |  | Scotchells Brook | 9.2 | Not derived
107001 | Durkadale | Durkadale | 19 | Not derived
2720TH | DORNEY | Cress Brook | 0.51 | Not derived
432609 | Downton New Court | New Court Carrier | 6.2325 | Not derived
SX98F052 | Duckaller | Mowlish Stream | 4.4 | Not derived
SX98F053 | Duckaller | Mowlish Stream | 5.455 | Not derived
731515 | Durham Bridge | Gilpin | 15.4 | Not derived

## Rejected at Stage 2
Ref No. | Local Ref | Site name | Watercourse | Approx Area (km2) | Utility Score
26010 |  | Driffield Canal | Snakeholme Lock | 24.7 | Not derived
Not in DIAP | Not in DIAP | Nant Pontbren | Gauge 6 | 3.17 | Not derived
205015 | 205015 | Cotton | Grandmere | 19.2 | Not derived
205105 | 205105 | Knock | Orangefield | 12.9 | Not derived
203038 | 203038 | Rocky | Rocky Mountain | 7.7 | Not derived
203050 | 203050 | Ballysally Blagh | University of Ulster | 14.2 | Not derived
713115 | 713115 | Blakewater | Gorse Street | 6.8325 | 504
18A10 | 18A10 | Mevagissey Stream | Mevagissey Fire Station | 4.43 | 480
736417 | 736417 | Unamed | Allotments | 6.255 | 384
3055TH | 3055TH | Ock | Milford Golf Course | 12.0575 | 384
33083 | 033083 | Meldreth Brook | Meldreth | 4.8825 | 360
2895TH | 2895TH | Wraysbury River | Staines Moor | 3.46 | 315
27038 | F2518 | Costa Beck | Gatehouses | 7.8 | 288
U30073 | U30073 | Unknown | Beckingham Bridge | 8.9675 | 288
28059 |  | Maun | Mansfield STW | 28.8 | 252
17A09 | 17A09 | Crinnis River | Par Cypress Avenue | 9.4175 | 252
451221001 | 451221001 | Shuttle Tributary Cray | Willersley Avenue Gs | 12.4075 | 252
34056 | 034056 | Unknown | Acle Bridge | 1.24 | 240
22A01 | 22A01 | Stennack | St Ives Consols Farm | 3.7375 | 240
41016 | 351550005 | Cuckmere | Cowbeech | 18.7 | 216
57803 |  | Clun | Cross Inn | 25.9 | 192
255422421 | 255422421 | N/A | Barnham Rife Gs | 7.4 | 192
736406 | 736406 | Dragley Beck | Fitz Bridge | 12.5875 | 192
453300008 | 453300008 | Alders Stream | Five Oaks Gs | 8.595 | 192
738350 | 738350 | Poaka Beck | Little Fields | 10.0625 | 192
S14785_FW | S14785_FW | Pol River | Polperro Church | 13.0725 | 192
556342001 | 556342001 | Unamed | Mountfield | 2.6 | 180
3345TH | 3345TH | Hogsmill | Bourne Hall Ponds Gs | 7.5675 | 168
440201 | 440201 | Bourne Stream | Branksome | 8.5 | 168
SY09F051 | SY09F051 | Salston Stream | Salston | 2.7 | 160
255310001 | 255310001 | Pagham Rife | Pagham Rife Rl | 18.3 | 144
531035 | 531035 | Bitham Brook | Trowbridge Horse Bridge | 16.7025 | 144
37051 | 037051 | Asheldham Brook | Asheldham | 14.1 | 128
SX17F025 | SX17F025 | St Neot River | Colliford Weir | 12.34 | 128
33081 | 033081 | New River | Exning | 14.0775 | 128
2827 | 2827 | Platt Brook | Woodmill Farm | 12.2575 | 128
39058 | 4369TH | Pool River | Winsford Road | 38.3 | 126
151811002 | 151811002 | Dun | Dunbridge Gs | 2.02 | 120
2275TH | 2275TH | Kingsclere Brook | Kingsclere G.Stn | 6 | 120
433105 | 433105 | Shreen Water | Huntingford Bridge | 15.915 | 108
452113001 | 452113001 | Leybourne Stream Tributary Medway | Plowenders Bridge Gs Iv | 18.49 | 108
351412002 | 351412002 | Wannock 1 Spring | Polegate Gs | 6 | 105
27033 | F2603 | Sea Cut | Scarborough | 33.2 | 96
39036 | 3074TH | Law Brook | Albury | 16 | 96
41028 | 253211017 | Chess Stream | Chess Bridge | 24 | 96
48803 | SW74F056 | Carnon | Bissoe | 33.6 | 96
TREHA | TREHA | Hick'S Mill Stream | Carnon-Trehaddle | 10.6975 | 96
TWELV | TWELV | Carnon River | Carnon-Twelveheads | 19.785 | 96
737529 | 737529 | Church Beck | Coniston Etw Upstream | 9 | 96
2129 | 2129 | Sherbourne | Coventry | 24.9 | 96
19A03 | 19A03 | Manaccan | Manaccan | 12.8425 | 96
29023 | 029023 | Nettleton Beck | Moortown Nettleton Beck | 11.3 | 96
720247 | 720247 | Old R Brock | Myerscough | 9.6 | 96
30020 | 030020 | Scopwick Beck | Scopwick Beck | 6.915 | 96
451354001 | 451354001 | Darent | Westerham Gs | 10.1 | 96
41027 | 254360008 | Rother | Princes Marsh | 37.2 | 72
451352001 | 451352001 | Darent | Park Farm Gs | 22.2 | 72
50009 | SX59F053 | Lew | Norley Bridge | 20.2 | 64
21A24 | 21A24 | Marazion River | Truthwall | 14.97 | 64
453300007 | 453300007 | Unknown | East Peckham Gs | 4.1975 | 60
SX75F011 | SX75F011 | Lhb Trib | Harbertonford Church | 5.2825 | 60
453234001 | 453234001 | Bewl Tributary Teise | Bewl Bridge Gs | 22.9 | 48
26A06 | 26A06 | Valency | Boscastle New Mills | 14.015 | 48
253330031 | 253330031 | Adur | Coolham Gs | 8.1575 | 48
2569TH | 2569TH | Hughenden Stream | High Wycombe_Hughenden | 30.5 | 48
556211001 | 556211001 | Newmill Channel Tributary Rother | Newmill Right Gs | 12.175 | 48
34114 | 034114 | Wensum | Swanton Morley 2 Arc | 7.7825 | 48
254290001 | 254290001 | Arun | Tanbridge Gs | 39.9175 | 48
531052 | 531052 | Biss Trib Rght Bank | Trowbridge Paxcroft Adcp | 6.6925 | 48
33072 | 033072 | Congham Brook | Congham | 3.8 | 40
SY08F053 | SY08F053 | Back Brook | Goosemoor | 3.3 | 40
151707001 | 151707001 | Bartley | Ashurst Bridge Gs | 31.1 | 36
CLEMSTRM | CLEMSTRM | Carnon River Lb Trib | Carnon-Clemmo Stream | 33.6375 | 36
45013 | SY09E073 | Tale | Fairmile | 34.4 | 32
47025 | SX49F007 | Wolf | Germansweek | 11.3 | 32
SX48F013 | SX48F013 | Wolf | Roadford Comp. | 31.9 | 32
SX27F009 | SX27F009 | River Fowey Lb Trib | Siblyback Weir | 7.9 | 32
54090 |  | Tanllwyth | Tanllwyth Flume | 0.9 | 30
68014 |  | Sandersons Brook | Sandbach | 3.77 | 30
69034 |  | Musbury Brook | Helmshore | 3.03 | 30
28030 |  | Black Brook | Onebarrow | 8.4 | 24
47804 |  | Hennard Stream | Moors Mill | 7.17 | 24
50005 | SX59F005 | West Okement | Vellake | 13.3 | 24
50801 |  | Yeo | Parkham | 7.51 | 24
S75143_FW | S75143_FW | Ottery | Trengune | 21.1975 | 16
39112 |  | Letcombe Brook | Arabellas Lake | 3.1 | 15
720103 | 720103 | Grizedale Beck | Grizedale Bridge | 6.9325 | 12
42019 | 056012 | Tanners Brook | Millbrook | 16 | 9
S23536_FW | S23536_FW | Perrancombe Stream | Perrancombe | 9.6025 | 8
S46456_FW | S46456_FW | Harbourne | Rolster Bridge | 30.7325 | 8
28076 | 4076 | Rolleston Brook | Rolleston | 23 | 6
53020 | 530140 | Gauze Brook | Rodbourne | 28.2 | 6
54100 | 2602 | Lonco Brook | Whitleyford Bridge | 33.6 | 6
102001 | 102001 | Cefni | Bodffordd | 21.7 | 6
SS54F012 | SS54F012 | River Umber | Combe Martin Bgl | 10.16 | 5
40015 | 652421001 | White Drain | Fairbrook Farm | 31.8 | 3
21029 |  | Tweed | Glenbreck | 34 | Not derived
91802 |  | Allt Leachdach | Intake | 6.5 | Not derived
15004 |  | Inzion | Loch of Lintrathen | 24.7 | Not derived
15027 |  | Garry Burn | Loakmill | 20 | Not derived
17008 |  | South Queich | Kinross | 33.6 | Not derived
18016 |  | Kelty Water | Clashmore | 2.7 | Not derived
89007 |  | Abhainn a' Bhealaich | Braevallich | 24.1 | Not derived
108001 |  | Weisdale Burn | Weisdale Mill | 12.6 | Not derived

## Rejected sites worth of improve
Site ref | Site name | Watercourse | Area | Utility score | Rejected
720210 | Calder Bridge | Calder (Wyre) | 22.4875 | 224 | Stage 1
713115 | Gorse Street | Blakewater | 6.8325 | 504 | Stage 2
18A10 | Mevagissey Fire Station | Mevagissey Stream | 4.43 | 480 | Stage 2
736417 | Allotments | Unamed | 6.255 | 384 | Stage 2
3055TH | Milford Golf Course | Ock | 12.0575 | 384 | Stage 2
33083 | Meldreth | Meldreth Brook | 4.8825 | 360 | Stage 2
2895TH | Staines Moor | Wraysbury River | 3.46 | 315 | Stage 2
27038 | Gatehouses | Costa Beck | 7.8 | 288 | Stage 2
U30073 | Beckingham Bridge | Unknown | 8.9675 | 288 | Stage 2
28059 | Mansfield STW | Maun | 28.8 | 252 | Stage 2
17A09 | Par Cypress Avenue | Crinnis River | 9.4175 | 252 | Stage 2
451221001 | Willersley Avenue Gs | Shuttle Tributary Cray | 12.4075 | 252 | Stage 2
34056 | Acle Bridge | Unknown | 1.24 | 240 | Stage 2
22A01 | St Ives Consols Farm | Stennack | 3.7375 | 240 | Stage 2
41016 | Cowbeech | Cuckmere | 18.7 | 216 | Stage 2
57803 | Cross Inn | Clun | 25.9 | 192 | Stage 2
255422421 | Barnham Rife Gs | N/A | 7.4 | 192 | Stage 2
736406 | Fitz Bridge | Dragley Beck | 12.5875 | 192 | Stage 2
453300008 | Five Oaks Gs | Alders Stream | 8.595 | 192 | Stage 2
738350 | Little Fields | Poaka Beck | 10.0625 | 192 | Stage 2
S14785_FW | Polperro Church | Pol River | 13.0725 | 192 | Stage 2

## Group1 & Group 2 explanation
Group 1 - Shortlisted site on HiFlows-UK Group 2 - Shortlisted Sites not on Hiflows
There are 122 sites in Group 1 and 32 sites in Group 2, giving 154 sites in total. NRFA references numbers are given, where known. Otherwise sites are identified by location. This site summarises all the sites included, plus their catchment descriptors plus other information.

## Group 1
[6 empty] | Suitabilities |  |  | Outlet Co-ordinates |  | Centroid Co-ordinates |  | Descriptors | [16 empty] | Urbanisation - 1990 version |  |  | Urbanisation - 2000 version |  |  | Station comments
SiteID | River | Location | Nom Area | Nom East | Nom North | QMED | POOLING | Grid | Easting | Northing | Easting | Northing | AREA | ALTBAR | ASPBAR | ASPVAR | BFIHOST | DPLBAR | DPSBAR | FARL | FPEXT | LDP | PROPWET | RMED-1H | RMED-1D | RMED-2D | SAAR | SAAR4170 | SPRHOST | URBCONC | URBEXT | URBLOC | URBCONC | URBEXT | URBLOC | Station | Catchment | QMED Suitability | Pooling Suitability
7006 | Lossie | Torwinny | 20 | 3135 | 8489 | NO | NO | GB | 313450 | 848900 | 310984 | 845327 | 20.62 | 346 | 24 | 0.45 | 0.296 | 6.96 | 86.6 | 0.956 | 0.0372 | 12.26 | 0.42 | 9.7 | 42.4 | 54.6 | 956 | 963 | 55.24 | -9.999 | 0 | -9.999 | -9.999 | 0 | -9.999 | Velocity area station, about 13m wide, with gabion control (sloping). Curved approach but good low flow calibration. Low flows occasionally see a build up of ice on the control in very cold weather. To date all flows contained. RATING COMMENTS:Ratings derived from current meter gaugings up to 1m (0.8 is about QMED), simple extrapolation beyond. | Predominantly Moinian metamorphic. Altitude: 522mAOD (max), 198mAOD (min). Upland catchment. Small, heavily forested (75%), some rough moorland remains in headwaters. Hydrometric Register BFI=0.45. ARTIFICIAL INFLUENCES:Natural regime. CATCHMENT CHANGES:No significant changes known. | No - Not suitable for estimation of QMED; control is sensitive to floods. | No - Not suitable for pooling; gaugings do not extend to high enough flows.
19010 | Braid Burn | Liberton | 16.2 | 3273 | 6707 | YES | NO | GB | 327250 | 670750 | 323452 | 668379 | 15.39 | 191 | 2 | 0.46 | 0.514 | 6.2 | 113.8 | 0.947 | 0.0326 | 12.31 | 0.49 | 8.8 | 35.4 | 47.9 | 770 | 767 | 39.58 | 0.814 | 0.1523 | 0.763 | 0.874 | 0.1586 | 0.779 | Compound Crump weir. Flows were originally measured by a Crump profile weir and trapezoidal flume in parallel. The flume suffered choking, and was replaced in October 1985 by a second Crump profile weir downstream of the first. Culverts present about 300 m d/s and may back up in flood situations. RATING COMMENTS:Theoretical rating with current meter gaugings up to 0.4m (0.4QMED). Changed after new structure built in 1985. Current rating may overestimate high flows due to culvert backing up. Possible new hydraulic model rating once flood prevention scheme complete | Complex geology with Silurian/Devonian sedimentaries and igneous intrusions. Altitudes: 493mAOD (max), 49mAOD (min). Headwater tributaries are steep, rising in the Pentland Hills, whilst the lower part of the catchment is urbanised. No major forest cover. Hydrometric Register BFI= 0.56. ARTIFICIAL INFLUENCES:Torduff, Clubbiedean and Bonaly are small reservoirs in headwaters that are drawn down for flood prevention. Combined sewer overflows discharge into the stream. CATCHMENT CHANGES:Progressive urbanisation. Flood prevention scheme currently promoted (not yet built). | Treat with caution. Will only give an approximate estimate of QMED | No - Not suitable
20002 | West Peffer Burn | Luffness | 26.2 | 3489 | 6811 | YES | YES | GB | 348850 | 681150 | 352595 | 680164 | 26.31 | 32 | 315 | 0.18 | 0.471 | 5.62 | 30.4 | 0.996 | 0.1279 | 10.06 | 0.33 | 8.2 | 33 | 42.8 | 616 | 644 | 32.18 | -9.999 | 0 | -9.999 | -9.999 | 0.0023 | -9.999 | The station originally consisted of a large-size GRP trapezoidal flume only. Since 15/09/1967 flows have been measured by a trapezoidal flume and Crump profile weir (crest at 0.445m) in parallel. The section is within steep banks on a straight reach of a small ditch with low gradient. RATING COMMENTS:Pre-1968: theoretical rating for stages up to 0.914m; high flow calibration is not reliable. From 1968: theoretical rating, confirmed by gaugings. Modular probably to 0.757m - then kink point in rating curve. | A mainly impervious catchment with an extensive Boulder Clay cover. Altitudes: 138mAOD (max), 4mAOD (min). The catchment drains flat arable land. Hydrometric Register BFI= 0.41. ARTIFICIAL INFLUENCES:Low flows are severely reduced by both groundwater and surface water abstraction for spray irrigation during dry summers. CATCHMENT CHANGES:Agricultural drainage has possibly changed and improved over period of record. | No comment | No comment
21001 | Fruid Water | Fruid | 23.7 | 3088 | 6205 | YES | NO | GB | 308850 | 620700 | 310750 | 616956 | 22.17 | 473 | 333 | 0.29 | 0.392 | 5.36 | 221.2 | 0.78 | 0.0113 | 10.46 | 0.72 | 11 | 46.2 | 64.1 | 1699 | 1750 | 45.21 | -9.999 | 0 | -9.999 | -9.999 | 0 | -9.999 | Lea pre-rated compound, sharp crested weir about 9m wide. Flows in excess of 15.8 cumecs are truncated and have to be estimated (this is said to occur once or twice per year). RATING COMMENTS:Theoretical rating for Lea pre-rated weir. | Mainly Silurian rock and boulder clay. Peat on high ground. Altitude: 808mAOD (max), 277mAOD (min). High moorland; rough pasture; tree cover (20%). Hydrometric Register BFI=0.31. ARTIFICIAL INFLUENCES:21.4 sq km (90%) of catchment area controlled. Diversion to Talla Reservoir (from 1954 onwards). CATCHMENT CHANGES:Diversion to Talla from 1954. Fruid Reservoir opened 1968 for public water supply after station closed. | The station is only at estimating flow up to a value just below the QMED. Therefore this QMED is slightly less reliable than most but does give an approximate estimate that may be useful | Most POT above top of chart. Method of extrapolation not known.
21017 | Ettrick Water | Brockhoperig | 37.5 | 3234 | 6132 | YES | YES | GB | 323400 | 613150 | 320191 | 610867 | 38.59 | 470 | 85 | 0.12 | 0.421 | 5.88 | 241.5 | 1 | 0.012 | 11.98 | 0.72 | 11.6 | 49.9 | 67.2 | 1740 | 1936 | 43.7 | -9.999 | 0 | -9.999 | -9.999 | 0 | -9.999 | Velocity area station, about 12m wide, on straight reach with rocky bed. Control by series of rocky bars and falls. Heavy gravel load in floods. Freezing of water surface in winter leading to ice corrections. To date all flows contained. RATING COMMENTS:Rating derived from current meter gauging up 1.8m (about QMED), simple extrapolation beyond. | Principally impervious Silurian formations. Altitude: 692mAOD (max), 259mAOD (min). Steep upland catchment; moorland with significant tree cover (50%). Hydrometric Register BFI=0.34. ARTIFICIAL INFLUENCES:Natural regime CATCHMENT CHANGES:Afforestation. | No comment | No comment
22003 | Usway Burn | Shillmoor | 21.4 | 3886 | 6077 | YES | YES | GB | 388650 | 607750 | 388728 | 614173 | 21.87 | 445 | 191 | 0.23 | 0.302 | 9.28 | 205 | 1 | 0.0061 | 16.21 | 0.45 | 9.8 | 40.5 | 54.6 | 1056 | 1052 | 56.93 | -9.999 | 0.0002 | -9.999 | -9.999 | 0 | -9.999 | Compound thin-plate weir with 3 m centre crest and two 1.5 m flanking broad crests in a typical narrow steep-sided Cheviot hill valley. Closed in 1980 but reopened in 1995 for flood warning purposes, as broad-crested weir with notch; thin plate was re-instated to weir in September 1999. Good d/s drop over the weir prevents drowning. Gaps in the record occur due to inaccessibility in winter and incomplete flow measurement at very high flows. No bypassing. Flood Studies Report grade D pre-1966, A1 post-1966. Data exported only for earlier period of record. Avaiting cralification of current rating curve. RATING COMMENTS:One rating applied across period of record. Based on theoretical rating of thin plate weir with check current meter measurements at wading level. | Small moorland catchment of 21.4 km2, with rough grass and heather, peaty sub-soil and mainly igneous bed-rock. Draining from a maximum altitude on the Cheviot of 773.7 m and giving sharp hydrographs. ARTIFICIAL INFLUENCES:None known. CATCHMENT CHANGES:Substantial recent afforestation. | Although not gauged to within 30% of QMED a good d/s drop over the weir prevents drowning and theoretical rating expected to perform well. | All flows are contained and the weir does not drown. Flows over the first side weirs are gauged, but not over the second, leading to some uncertainty about the highest flows.
23018 | Ouse Burn | Woolsington | 9 | 4196 | 5700 | YES | YES | GB | 419550 | 570000 | 417785 | 568981 | 10.48 | 91 | 73 | 0.25 | 0.312 | 3.05 | 30.4 | 0.978 | 0.1296 | 6.24 | 0.45 | 9.4 | 34.2 | 43.4 | 669 | 695 | 39.7 | 0.824 | 0.0597 | 1.204 | 0.94 | 0.0975 | 1.203 | Informal flat V weir 3 m wide, moved after the building of the Metro underground line and supplemented in October 2001 by ultrasonic measuring equipment. Structure drowns at moderate flows and wing walls are overtopped 2-5 times per year. Ultrasonic equipment (installed 2001) produces good record with no drop-outs. Analysis of uncertainties in the ultrasonic rating calculation suggests the lower and upper bounds for QMAX are -17% and +44% at this site. RATING COMMENTS:Multiple ratings applied across period of record. Rating pre-1991 (before Metro line built) established from current metering. Post 1991 rating derived from ultrasonic data and refined in 2003 to align with more recent high flow gaugings. | A relatively low-lying catchment of 9 km2, with agricultural headwaters but substantially urbanised below. ARTIFICIAL INFLUENCES:None known. CATCHMENT CHANGES:None known. | Gauged above QMED. | Gauged to within 25% of AMAX3. Recent high flow gauging at bank full adds confidence to rating beyond QMED>
24006 | Rookhope Burn | Eastgate | 36.5 | 3952 | 5390 | YES | YES | GB | 395250 | 539050 | 391865 | 542746 | 36.62 | 451 | 116 | 0.19 | 0.293 | 7.24 | 119.4 | 0.994 | 0.0177 | 14.62 | 0.59 | 10.2 | 39.8 | 50.8 | 1126 | 1216 | 52.02 | -9.999 | 0.0026 | -9.999 | -9.999 | 0.0001 | -9.999 | Two-stage Crump weir 8.8 m overall width, with low flow crest 1.5 m wide, on a natural waterfall 0.6 km u/s of confluence with the River Wear. Modular throughout the range. Discontinued in 1980 but reopened in February 2000 for flood warning. Wing walls were removed on closure, and central low-flow crest raised to level of flanking weirs on reopening. Subject to considerable gravel accretion. Bypassed on both banks above wing walls. Flood Studies Report grade A1. RATING COMMENTS:One rating applied across period of record. Gaugings confirm theoretcial rating. | A steep moorland catchment of 36.5 km2. Flashy response with peaked hydrographs. ARTIFICIAL INFLUENCES:None known. CATCHMENT CHANGES:None known. | Not gauged to within 30% of QMED but station is a formal structure that does not drown and contains almost all flows. | Formal structure that does not drown and contains almost all flows.
25003 | Trout Beck | Moor House | 11.4 | 3759 | 5336 | YES | YES | GB | 375900 | 533550 | 373799 | 531877 | 11.46 | 656 | 46 | 0.54 | 0.227 | 3.41 | 91.9 | 1 | 0.0412 | 6.03 | 0.64 | 11.7 | 53.1 | 75.7 | 1904 | 2026 | 59.85 | -9.999 | 0 | -9.999 | -9.999 | 0 | -9.999 | Three Crump-profile crests (1:2, 1:5 slopes), totalling 12.8 m wide, with central low flow crest of 1.5 m; no cableway. River ice above weir may affect rating in winter, and in severe winters may freeze in well giving a flat float trace (e.g. 1963, 1979). Inaccessible in severe winters (e.g. 1979). Dividing piers added, creating flanking weirs, and abutment walls altered to alleviate shoaling problem by narrowing channel, in 1962. Closed in 1980 but recommissioned 1991 for global environmental research initiative. RATING COMMENTS:Multiple ratings applied across period of record, the most recent is valid from January-1991 when station decommissioned. | Small, relatively remote, 11.4 km2 situated in nature reserve in Upper Teesdale. Part of National Nature Reserve managed by English Nature. Peaty moorland developed mainly on Carboniferous Limestone. Responsive and natural regime. Former lead mining area with hushing (channnels created by deliberate dam burst) in upper catchment. ARTIFICIAL INFLUENCES:None of importance above the station. CATCHMENT CHANGES:None known | Not gauged to within 30% of QMED. However, formal structure with gaugings fitting well to rating adds confidence in flow estimates. | Although no high flow gaugings, only one AMAX above wing walls and rating extrapolation thought o be reliable.
25011 | Langdon Beck | Langdon | 13 | 3852 | 5309 | YES | YES | GB | 385200 | 530850 | 385506 | 533451 | 12.79 | 544 | 208 | 0.39 | 0.237 | 4.24 | 123.4 | 1 | 0.0125 | 7.27 | 0.59 | 10.7 | 44.2 | 59.4 | 1463 | 1457 | 58.21 | -9.999 | 0.0006 | -9.999 | -9.999 | 0.0011 | -9.999 | Flat V weir 6 m wide with 1:2 slopes u/s and d/s and 1:10 slope across, on a rocky bed with steep gradient. Good d/s fall therefore no backwater effects from Harwood Beck and a high modular limit. No by-passing, well-confined. River ice above weir may affect rating in winter. Peat slip blocked stilling well in summer 1983 thunderstorm, and gravel has blocked previously. Closed in 1983, but building replaced and station repaired and reopened in 2001. RATING COMMENTS:Theoretical rating to top of wing walls applied across period of record. Good fit to available gaugings. | A catchment covering 13 km2 of high moorland in the Tees headwaters, with a natural flow regime. ARTIFICIAL INFLUENCES:None known CATCHMENT CHANGES:None known | Formal structure in well contained channel. High modular limit and steep channel indicate rating may be extrapolated with reasonable accuracy. | Formal structure in well contained channel. High modular limit and steep channel indicate rating may be extrapolated with reasonable accuracy.
25012 | Harwood Beck | Harwood | 25.1 | 3849 | 5309 | YES | YES | GB | 384950 | 530900 | 381653 | 533545 | 24.58 | 539 | 147 | 0.27 | 0.261 | 5.57 | 121 | 1 | 0.0212 | 9.44 | 0.59 | 11.2 | 49.3 | 68.7 | 1577 | 1739 | 53.45 | -9.999 | 0.0001 | -9.999 | -9.999 | 0 | -9.999 | Flat V weir (1:2 crest slopes, 1:10 cross slope) 13.7 m wide for low flow control at velocity-area station. Doesn't become non-modular. Shallow gravel bedded reach, leading to gravel problems with the stilling well inlet; most gravel accumulates at the left side, and is removed every 2-3 years, returning with flood flows. A pressure transducer is used to supplement float well, but over-estimates level in cold weather; this is noted on Hydrolog when seen, but access is difficult in bad weather. River ice above weir may affect rating in winter. No bypassing. Data for the period of 5 February 2007 to 28 September 2007 is suspect due to repair works taking place at the site. RATING COMMENTS:One rating applied across period of record. Good fit to gaugings. | Small Pennine catchment developed mainly on Carboniferous Limestone. Catchment of 25.1 km2 has a natural, responsive regime. ARTIFICIAL INFLUENCES:None known CATCHMENT CHANGES:None known | Not gauged to within 30% of QMED. However, flow is fully contained with no expected change in rating beyond the highest gauged flow. | Flow is fully contained with no expected change in rating beyond the highest gauged flow.
25019 | Leven | Easby | 14.8 | 4585 | 5087 | YES | YES | GB | 458500 | 508650 | 460962 | 509663 | 15.07 | 215 | 261 | 0.04 | 0.525 | 5.53 | 128 | 1 | 0.0194 | 9.47 | 0.38 | 10.5 | 37.8 | 52 | 830 | 855 | 38.58 | -9.999 | 0.0009 | -9.999 | -9.999 | 0.0043 | -9.999 | Flat V Crump profile weir 5 m wide with mild steel crest, 1:10 slope u/s and d/s, in rectangular concrete river section. Fast approach could occasionally give super-critical flow. Closed in 1997, reopened for flood warning in 2003. RATING COMMENTS:One rating applied across period of record. Confirmed by gaugings to QMED. | Steep natural catchment draining the northern margin of the Cleveland Hills, with predominantly rough pasture and woodland. Geology is Upper Lias rock (blue-grey clays and ironstones) overlain by Lower Oolite sandstone series, with sand, gravel and boulder clay in valleys. Stokesley (downstream) has been subject to significant flooding from the Leven in the past (the last being in 1976), and historic flood marks, recorded at the police station there, give some support for the high growth rate observed in the AMAX series. ARTIFICIAL INFLUENCES:None known. CATCHMENT CHANGES:None known. | Gauged above QMED. | Well contained channel with gaugings > QMED. Highest flow on record (1976) is substantially higher than others, but did cause substantial flooding in Stokesley (downstream).
25808 | Burnt Hill | Moor House | 0.75 | 3746 | 5231 | YES | NO | GB | 374600 | 523150 | -9999.99 | -9999.99 | 0.75 | 614 | 215 | 0.85 | 0.294 | 0.88 | 116.9 | 1 | -9.999 | 1.81 | 0.64 | 11 | 44.1 | 59.6 | 1499 | 1790 | 53.3 | -9.999 | 0 | -9.999 | -9.999 | -9.999 | -9.999 | A V-notch weir with stilling pool and water level recorder. Imprecise at low flows, and inaccurate at high flows once water level rises above the top of the V notch at 0.324 m (12.75'). Runoff likely to be low during wintry conditions. Heavy silting was reported at times of low flow, with 400 cubic feet of silt removed over five years. Zero of V notch is 0.532 m (21') on staff gauge. Flood Studies Report grade C due to uncertainty in extrapolation. RATING COMMENTS:Single theoretical rating applied throughout. Confirmed by check gaugings. | A very small upland catchment of 0.0482 km2, draining into the Tees via the Trout Beck. During the experimental period of recording the catchment was both burnt (being heather moorland) and artificially drained. ARTIFICIAL INFLUENCES:None known. CATCHMENT CHANGES:None known. | QMED is contained within V notch, plus check gaugings confirm rating to above QMED. | Although gauged beyond AMAX3, high flows are not contained within the structure of the weir making rating extrapolation unreliable.
25809 | Bog Hill | Moor House | 0.05 | 3773 | 5327 | YES | NO | GB | 377300 | 532700 | -9999.99 | -9999.99 | 0.05 | 530 | 110 | 0.72 | 0.228 | 0.17 | 100.4 | 1 | -9.999 | 0.36 | 0.64 | 11.8 | 55.5 | 79.9 | 1757 | 1997 | 59.9 | -9.999 | 0 | -9.999 | -9.999 | -9.999 | -9.999 | A V-notch weir with stilling pool and water level recorder. Imprecise at low flows, and inaccurate at high flows once water level rises above the top of the V notch at 0.324 m (12.75'). Runoff likely to be low during wintry conditions. Zero of V notch is 0.627 m (24.75') on staff gauge. RATING COMMENTS:Single theoretical rating applied throughout. Confirmed by check gaugings. | A very small upland catchment of 0.0546 km2, draining into the Tees via the Trout Beck. During the experimental period of recording the catchment was neither burnt nor artificially drained. ARTIFICIAL INFLUENCES:None known. CATCHMENT CHANGES:None known. | QMED is contained within V notch, plus check gaugings confirm rating to above QMED. | Although gauged beyond AMAX3, high flows are not contained within the structure of the weir making rating extrapolation unreliable.
25810 | Sike Hill | Moor House | 0.04 | 3772 | 5332 | YES | NO | GB | 377200 | 533200 | -9999.99 | -9999.99 | 0.04 | 534 | 88 | 0.78 | 0.275 | 0.18 | 79.9 | 1 | -9.999 | 0.33 | 0.64 | 11.8 | 55.4 | 79.8 | 1757 | 1995 | 55 | -9.999 | 0 | -9.999 | -9.999 | -9.999 | -9.999 | A V-notch weir with stilling pool and water level recorder. Imprecise at low flows, and inaccurate at high flows once water level rises above the top of the V notch at 0.332 m (12.75'). Runoff likely to be low during wintry conditions. Zero of V notch is 0.551 m (21.75') on staff gauge. Prone to heavy silting, with 80 cubic feet removed in five years. At 0.361 m above the zero of the V bypassing begins over the horizontal top of the weir board, and on the left bank, bypassing the recorder. RATING COMMENTS:Single theoretical rating applied throughout. Confirmed by check gaugings. | A small upland catchment of 0.0381 km2, draining into the Tees via the Trout Beck. During the experimental period of recording the catchment was artificially surface drained. ARTIFICIAL INFLUENCES:None known. CATCHMENT CHANGES:None known. | QMED is contained within V notch, plus check gaugings confirm rating to above QMED. | Although gauged beyond AMAX3, high flows are not contained within the structure of the weir making rating extrapolation unreliable.
26802 | Gypsey Race | Kirby Grindalythe | 15.85 | 4904 | 4675 | YES | YES | GB | 490400 | 467450 | 488328 | 466463 | 15.85 | 154 | 10 | 0.19 | 0.959 | 3.85 | 57.2 | 1 | 0.0305 | 7.33 | 0.32 | 11 | 33.9 | 42.4 | 757 | 793 | 5.67 | -9.999 | 0.0028 | -9.999 | -9.999 | 0 | -9.999 | Small, rectangular thin-plate, sharp-edged weir around 5.1 km downstream of the spring source. Approach to station can be subject to siltation. Built in the 1970's, station fell into disrepair but was re-commissioned in 1998. There is no need for a cableway since the Gypsey Race can be gauged by hand at all flows. Water levels occasionally subject to unexplained fluctuations or spikes (possibly due to children interfering with the weir). RATING COMMENTS:Theoretically based rating, checked by current meter gauging (waded), applied throughout. | A predominantly rural catchment of 15.85km2 draining the Yorkshire Wolds from a maximum altitude of 213 mAOD (SE 881 639). Geology is Chalk with overlying alluvium and gravel in the valley bottoms, hydrological response dominated by groundwater. The topographical catchment may not match with the groundwater catchment. ARTIFICIAL INFLUENCES:None known. CATCHMENT CHANGES:None known. | Gauged to within 6% of QMED. | Gauged to within 22% of AMAX3.
26803 | Water Forlornes | Driffield | 32.43 | 5023 | 4583 | YES | YES | GB | 502250 | 458250 | 498435 | 463033 | 32.43 | 104 | 153 | 0.32 | 0.949 | 7.85 | 65.4 | 1 | 0.0159 | 13.34 | 0.31 | 10.7 | 33.2 | 42.9 | 721 | 758 | 6.51 | 0.75 | 0.0064 | 0.067 | 0.801 | 0.0074 | 0.069 | Thin-plate sharp edged weir, inside a broad-crested, vertical sided masonry weir around 5 m wide. Situated around 1.25 km downstream of the source. There is no need for a cableway as the watercourse is small enough to be safely gauged by hand at all flows. Built in the early 1970s but fell into disrepair in the 1980s. Station re-commissioned in 1998. Dam-building by children regularly affects water levels. RATING COMMENTS:Rating derived from gaugings, and accounts for transition from thin-plate to broad-crested weir. | A predominantly rural catchment of 16.4 km2 draining the Yorkshire Wolds from a maximum altitude of 155m at Life Hill. Occasionally dries up completely. Geology is Chalk overlain by drift and gravels. ARTIFICIAL INFLUENCES:None known. CATCHMENT CHANGES:None known. | Yes - gauged above QMED | Yes - Gauged to approaching the highest flows.
27010 | Hodge Beck | Bransdale Weir | 18.9 | 4627 | 4944 | YES | YES | GB | 462750 | 494400 | 461816 | 498131 | 18.84 | 323 | 161 | 0.22 | 0.341 | 5.25 | 149.8 | 1 | 0.0094 | 10.2 | 0.4 | 10.4 | 36 | 47.4 | 987 | 1038 | 50.56 | -9.999 | 0.0026 | -9.999 | -9.999 | 0.0007 | -9.999 | A compound sharp-crested weir set in broad-crested concrete overfall, built for water resources purposes. Sand and gravel were observed to pile up behind the weir, to the level of the lowest notch, and was removed periodically. Similarly, the intake pipe became choked with silt. Drowning is not believed to affect the weir to any large degree. Flood Studies Report grade A2. RATING COMMENTS:One rating applied across period of record. Good agreement with check gaugings to 1. 4m | A catchment of 18.9 km2 in the Yorkshire moors, with steep slopes rising to flat moor tops up to 448.4 mAOD. Geology consists of bed of the Lias and lower Oolite dipping south, and the whole succession exposed down the sides of the valley. Mostly shales and sandstone. A responsive catchment. ARTIFICIAL INFLUENCES:None known CATCHMENT CHANGES:None known | Gauged above QMED. | No high flow gaugings but weir is unlikely to drown and flow estimates thought to be reliable.
27032 | Hebden Beck | Hebden | 22.17 | 4025 | 4643 | YES | YES | GB | 402550 | 464350 | 401915 | 469060 | 22.2 | 453 | 180 | 0.4 | 0.252 | 6.16 | 99.1 | 0.997 | 0.0207 | 12.32 | 0.62 | 11.5 | 42 | 54.9 | 1433 | 1451 | 57.37 | -9.999 | 0 | -9.999 | -9.999 | 0 | -9.999 | Thin-plate V-notch (half 90 degree) weir in parallel with 3.35 m wide Crump profile weir, considered to provide reasonable data. Capacity of V notch is limited by cut-off wall, therefore acting as a submerged orifice at high flows; rating agrees well with gaugings at high flows. V notch was installed for its great sensitivity at low flows, as Craven Water Board were not permitted to abstract when flow fell below 0.01 cumecs. A steep stream with a heavy bedload and substantial accretion u/s. No bypassing, but wing walls may be overtopped. Flood Studies Report grade A1. Largest recorded event may have been due to an u/s blockage and subsequent 'dam break'. RATING COMMENTS:One rating applied across period of record derived from V-notch and Crump weir formulae and confirmed by current meter gaugings. | A steep, upland catchment of 22.2 km2 (surface contour catchment), comprising mostly moorland developed on Carboniferous Limestone, Millstone Grit and shales, with numerous swallow holes and resurgences making the true drainage area uncertain. Unusually, the catchment is partly Karsitic Limestone, and this portion only contributes runoff in exceptional floods. The highest point is Great Whernside, at 704 mAOD. A predominantly natural flow regime, with the watercourse flowing in a boulder channel. ARTIFICIAL INFLUENCES:Old mine workings CATCHMENT CHANGES:None known | All flows are contained and extrapolation of theoretical formula should be acceptable. | No high flow gaugings but all flows are contained in steep channel which should allow reasonable extrapolation of rating.
27051 | Crimple | Burn Bridge | 8.1 | 4284 | 4519 | YES | YES | GB | 428350 | 451900 | 426492 | 452134 | 8.15 | 175 | 85 | 0.41 | 0.309 | 2.54 | 62.9 | 1 | 0.0133 | 5.22 | 0.34 | 12.8 | 37.7 | 45.7 | 855 | 862 | 40.77 | -9.999 | 0.0015 | -9.999 | 0.333 | 0.0058 | 0.894 | Flat V weir, 3.5 m wide, opened in 1972 near site of masonry weir. Overtopped at high flows and drowns, but not due to backing-up from the Nidd. Low flows may be due to structural leakage. No cableway. Rated excellent for high flow measurement RATING COMMENTS:Theoretical rating based on shallow V formula applies from the start of the record. Maximum gauging at approximately bankfull within 20% of rating estimate. | Carboniferous Millstone Grit sequence shales and grits cover 75% of the catchment, with the remaining 25% covered by shales, grits and 'Harrogate roadstones' of the Carboniferous Yoredale sequence. A rural catchment of 8.1 km2, rising to a maximum height of 247 m and used mainly for pasture. ARTIFICIAL INFLUENCES:None known CATCHMENT CHANGES:None known | QMED easily contained and weir still modular | Gauged to within 19% of AMAX3. Weir is likely drowned when wing wall height exceeded but the theoretical equation is thought to remain a reasonable approximation for flow calculation.
27073 | Brompton Beck | Snainton Ings | 12.9 | 4936 | 4794 | YES | YES | GB | 493550 | 479450 | 492580 | 482805 | 8.06 | 82 | 163 | 0.59 | 0.887 | 4.53 | 47.7 | 1 | 0.2373 | 9.71 | 0.39 | 10.4 | 32.2 | 41.2 | 721 | 717 | 17.77 | 0.486 | 0.0121 | 0.884 | 0.463 | 0.0079 | 0.879 | Formal Crump weir, modular throughout range, built over a drainage culvert; no drowning due to a large (>3 m) d/s drop. There is a concrete apron 3-4 m u/s of the weir. A drain runs beneath the gauge, receiving overtopping flow. RATING COMMENTS:Single theoretical rating applied across period of record. | A rural catchment of only 12.9 km2, with a maximum altitude of 219 mAOD. Stable and sensibly natural regime. The topographical and groundwater divides are likely to differ considerably due to a large groundwater component to the catchment; similarly, this is not a responsive catchment and the flow record is unrepresentative of the topographical area. The flow is largely dependant on flow from two Corallian Limestone springs in Brompton, augmented in wet weather by land drainage inflow. The geology is mainly permeable (Corallion), with Jurassic Calcareous grits in the upper part of the catchment, Alluvium in the Vale of Pickering overlying Kimmeridge clay. ARTIFICIAL INFLUENCES:None known CATCHMENT CHANGES:None known | Gauged to within 15% of QMED. Small range in flow means all levels are contained. | Fully contained with no likelihood of drowning. Theoretical rating should apply for the full range.
27081 | Oulton Beck | Farrer Lane | 25.1 | 4365 | 4281 | YES | YES | GB | 436450 | 428100 | 432702 | 426837 | 25.1 | 80 | 87 | 0.39 | 0.535 | 6.86 | 40.4 | 0.997 | 0.0486 | 13.9 | 0.32 | 10.5 | 31.1 | 40.5 | 677 | 656 | 24.4 | 0.755 | 0.2122 | 0.994 | 0.849 | 0.2235 | 1.011 | Flat-V Crump weir (1:10 slope across) with fish pass in steep-sided, straight channel. High concrete wing-walls prevent bypassing. No cableway. May be subject to accretion and bank encroachment but well maintained and should not affect high flow ratings. Downstream level recorder suggests station has only been non-modular once, during the June 2007 event which is the highest event on record. The second highest event in November 2000 remained modular and was contained within the wingwalls. RATING COMMENTS:One rating applied across period of record. Theoretical rating with current meter check gaugings from bridge. | Predominantly lowland catchment of 25.1 km2 draining a small urban / suburban impervious catchment on the periphery of Leeds. Rising to a maximum altitude of around 130 mAOD, the beck is crossed by motorways M1 and M62. Geology of Carboniferous Coal Measures. ARTIFICIAL INFLUENCES:Significant urban influences. An outfall draining a large urban area joins the beck just downstream of the station. CATCHMENT CHANGES:Increasing urbanisation during period of record. | Not gauged to within 30% of QMED. However, structure is to British standard and theoretical rating is thought to be reliable. | British standard weir with downstream recorder; not bypassed
28033 | Dove | Hollinsclough | 8 | 4063 | 3668 | YES | YES | GB | 406350 | 366850 | 404552 | 368129 | 7.93 | 408 | 107 | 0.22 | 0.403 | 3.18 | 166.9 | 1 | 0.0075 | 6.17 | 0.52 | 10.5 | 41.6 | 55.6 | 1346 | 1361 | 42.49 | -9.999 | 0 | -9.999 | -9.999 | 0 | -9.999 | Station measures outflow from a small experimental catchment, established to investigate the water balance of a Millstone Grit catchment typical of the area south of the High Peak. Small compound Crump weir in rocky channel. Modular through range. All recorded flows contained by the structure. RATING COMMENTS:One rating applied across period of record, based on rating tables not gaugings. Difficult to gauge higher flows the largest of which suggests rating underestimates flow. | Namurian Grits and Shales with some Dinantian limestone (about 10%). Highland catchment, steep gradients. Mainly rural grazing land. Catchment heavily instrumented for rainfall and evaporation measurements. ARTIFICIAL INFLUENCES:Natural to within 10% at the 95 percentile flow. CATCHMENT CHANGES:No information available | Theoretical rating should be reasonable to QMED, | All recorded flows are contained by the structure and remain modular. Theoretical rating thought to be OK.
28041 | Hamps | Waterhouses | 35.13 | 4082 | 3502 | YES | YES | GB | 408200 | 350250 | 405257 | 353971 | 36.97 | 328 | 110 | 0.23 | 0.301 | 8.45 | 86.3 | 1 | 0.0326 | 16.5 | 0.44 | 10.1 | 35.4 | 44.5 | 1085 | 1065 | 47.12 | -9.999 | 0.003 | -9.999 | 0.225 | 0.0041 | 0.122 | Flat vee weir. Poor approach to weir - rocks and shoal. Station closed 1982-2000. RATING COMMENTS:One rating applied across period of record, partially theoretical. | Namurian (millstone grit) series ARTIFICIAL INFLUENCES:Runoff increased by effluent returns. Natural to within 10% at the 95 percentile flow. CATCHMENT CHANGES:No information available | Gauged above QMED and remains in bank. | Gauged to within 17% of AMAX3. Majority of flows contained, rating fits well to gaugings and is confirmed to 1.5m.
28070 | Burbage Brook | Burbage | 9.1 | 4259 | 3804 | YES | NO | GB | 425950 | 380350 | 426299 | 382091 | 8.45 | 386 | 213 | 0.33 | 0.426 | 2.63 | 85.3 | 1 | 0.031 | 5.83 | 0.38 | 10.1 | 38.8 | 52.3 | 1006 | 988 | 40.33 | -9.999 | 0 | -9.999 | -9.999 | 0 | -9.999 | Compound rectangular thin plate weir (1.5 m wide section at right bank, 4.5 m section 0.15 m higher at left bank, separated by sheet steel divide plate between crests; overall width 6 m). Wing wall stage 1.09 m for small section, over 2m for large weir. No cableway, but footbridge; site unlikely to ever be gauged during events. RATING COMMENTS:One rating applied across period of record.Always treated as modular, in bank but should not be extrapolted beyind structure full (1.1m) | Natural peat based catchment on Millstone Grit. Flashy response. Lower parts of catchment steep while upper parts flatter. ARTIFICIAL INFLUENCES:Natural to within 10% at the 95 percentile flow. CATCHMENT CHANGES:No information available | Theoretical rating believed to be adequate up to the wing wall top, QMED below this. | Top three events above wing walls and not adequately defined by current rating.
28115 | Maun | Mansfield the Dykes | 31.5 | 4559 | 3636 | NO | NO | GB | 455950 | 363600 | 452205 | 360118 | 30.56 | 137 | 51 | 0.32 | 0.841 | 7.11 | 43.4 | 0.915 | 0.0539 | 12.12 | 0.36 | 11.1 | 32.8 | 40.7 | 714 | 719 | 14.92 | 0.829 | 0.2965 | 0.955 | 0.926 | 0.3886 | 0.939 | Flat vee weir susceptible to heavy siltation behind crest, which affects weir performance. Sand is mobile, especially under high flow conditions and is washed away in high events. Results in variable levels, scatter in gaugings. Difficult to gauge above 0.4mASD due to very flashy response; difficult to catch events. Replaced 28059 Mansfield - old site was replaced due to drowning of the flume and accumulation of rubbish. Structure becomes non-modular at high flows. RATING COMMENTS:One rating applied across period of record.Rating only valid to structure full, with the only spot gaugings below this level. | Structure situated downstream of sewage works in Mansfield. Urbanised catchment. Very responsive to rainfall, very rapid rise and fall in the hydrograph. ARTIFICIAL INFLUENCES:No information available CATCHMENT CHANGES:No information available | Not gauged to within 30% of QMED. No confidence in the rating above structure full. | No confidence in the rating above structure full.
29009 | Ancholme | Toft Newton | 27.2 | 5033 | 3877 | YES | NO | GB | 503250 | 387650 | 499618 | 385709 | 29.52 | 31 | 72 | 0.49 | 0.625 | 5.6 | 12.2 | 0.997 | 0.2063 | 11.29 | 0.26 | 11.5 | 28.5 | 36.4 | 616 | 640 | 25.71 | -9.999 | 0.0049 | -9.999 | -9.999 | 0.0044 | -9.999 | Flat V weir (3.03m wide) with theoretical calibration. There is no drowning or bypassing. The station is immediately u/s of entry point of flows from Toft Newton reservoir. POT has been corrected to zero stage - was previously offset by 1m. RATING COMMENTS:Theoretical rating applied across period of record. Rating expected to be modular up to bank full but gauging at 0.4m introduces some uncertainty. | The catchment is on Lincolnshire Limestone and clays. It is relatively flat with rural land use. ARTIFICIAL INFLUENCES:No major abstractions or returns. CATCHMENT CHANGES:No information available | Despite deviation from highest gauging, theoretical rating should be reasonable to QMED, | Few high flow gaugings. Rating can not be validated beyond QMED.
30013 | Heighington Beck | Heighington | 21.2 | 5042 | 3696 | YES | YES | GB | 504150 | 369600 | 500462 | 367285 | 24.03 | 51 | 69 | 0.53 | 0.945 | 6.35 | 19 | 0.963 | 0.12 | 11.7 | 0.26 | 11.9 | 32.4 | 40.5 | 605 | 609 | 5.81 | 0.713 | 0.0679 | 1.108 | 0.845 | 0.079 | 1.086 | Crump profile weir 3.51m wide. Expected to drown at high flows. RATING COMMENTS:One rating applied across period of record.No flood flow rating available. | Very slow responding, permeable (98% limestone), rural catchment. ARTIFICIAL INFLUENCES:Summer low flows may be heavily influenced by groundwater abstraction for irrigation. CATCHMENT CHANGES:No information available | Gauged above QMED. Weir remains modular. | Most high flows remain modular. Rating fits well to available gaugings.
30014 | Pointon Lode | Pointon | 11.9 | 5128 | 3313 | YES | NO | GB | 512850 | 331250 | 508244 | 329902 | 10.94 | 43 | 84 | 0.36 | 0.338 | 6.03 | 29 | 1 | 0.1046 | 10.72 | 0.22 | 11.8 | 31.5 | 40.5 | 591 | 624 | 42.07 | 0.429 | 0.0079 | 0.601 | 0.681 | 0.0143 | 0.669 | British Standard Crump profile weir, 2.445 m wide, 2.667 mAOD at centre section. Raised walls at Crump weir sides, level 3.426 mAOD, with flat concrete surface between each wall and channel bank 1.53 m wide. When upstream level higher than Crump walls, whole structure acts as non-standard compound weir. Known to drown at high flows. RATING COMMENTS:One rating applied across period of record. | Drainage channel in low-lying area draining limestone, with 79% cover of Boulder Clay. Catchment area is 11.05 sq km in 1972 ref, 11.9 sq km in NRFA. ARTIFICIAL INFLUENCES:Abstractions for irrigation have minor effect on summer low flows. CATCHMENT CHANGES:30015 - Cringle Brook at Stock Rochford - Cringle | Gauged to within 17% of QMED. | Flow becomes non-modular and out of bank.
31023 | West Glen | Easton Wood | 4.4 | 4965 | 3258 | YES | NO | GB | 496550 | 325800 | 495229 | 325297 | 4.32 | 108 | 85 | 0.36 | 0.32 | 1.87 | 32.8 | 1 | 0.0516 | 3.74 | 0.27 | 11.7 | 33.1 | 42.7 | 641 | 647 | 41.26 | -9.999 | 0 | -9.999 | -9.999 | 0 | -9.999 | Flat V weir (profiled) with crest length of 8.05m. Installed as part of study into recharge of Lincolnshire Limestone. There is a 90 degree bend in the channel immediately d/s of the crest. RATING COMMENTS:Theoretically rated to 10.7 cumecs. No out of bank flow rating. | Rural catchment entirely on Boulder Clay. Flows disappear into limestone d/s of gauging station. ARTIFICIAL INFLUENCES:Natural to within 10% at Q95. No abstractions or returns. CATCHMENT CHANGES:No information available | QMED contained and should be modular, theoretical rating expected to perform well. | Non-modular flow is not considered by current rating and there are no gaugings to confirm rating.
31025 | Gwash South Arm | Manton | 24.5 | 4875 | 3051 | YES | NO | GB | 487550 | 305150 | 482615 | 306835 | 23.93 | 147 | 127 | 0.18 | 0.306 | 7.27 | 61.1 | 0.995 | 0.0266 | 12.42 | 0.3 | 12.4 | 30.3 | 40.7 | 663 | 675 | 45.04 | -9.999 | 0.003 | -9.999 | 0.66 | 0.0064 | 1.04 | Flat V weir (crest length 5 m) measuring inflows to Rutland Water. Weir bypassed at high flows. Some effect of weed and silt. HR Wallingford report suggested modular to around 15.3 m3/s in summer and 17 m3/s in winter. RATING COMMENTS:One rating applied across period of record, theoretically derived. | Rural catchment on Boulder Clay. ARTIFICIAL INFLUENCES:No abstractions, small returns. CATCHMENT CHANGES:No information available | QMED contained and should be modular, theoretical rating expected to perform well. | Modular limit is approx 15 m3/s with the current rating not considering drowned conditions. Bypassing expected at high flows.
31026 | Egleton Brook | Egleton | 2.5 | 4878 | 3073 | YES | NO | GB | 487850 | 307350 | 487850 | 307350 | 2.3 | 111 | 55 | 0.68 | 0.533 | 1.75 | 41 | 1 | 0.0936 | 3.33 | 0.3 | 12 | 30 | 40 | 645 | 653 | 33.41 | -9.999 | 0.0046 | -9.999 | 0.727 | 0.0111 | 0.269 | Flat V weir 2 m wide measuring inflows to Rutland Water. Could drown at high flows due to sharp bend d/s and weed growth. RATING COMMENTS:One rating applied across period of record, theoretically derived. | Rural catchment on Boulder Clay. ARTIFICIAL INFLUENCES:Natural to within 10% at Q95. No abstractions or returns. CATCHMENT CHANGES:No information available | QMED contained and should be modular, theoretical rating expected to perform well. | Non-modular flow is not considered by current rating and there are no gaugings to confirm rating.
32029 | Flore | Experimental Catchment | 7 | 4655 | 2604 | YES | NO | GB | 465550 | 260450 | 465814 | 261857 | 8.34 | 105 | 183 | 0.29 | 0.43 | 2.5 | 38.9 | 1 | 0.0861 | 4.23 | 0.3 | 12.1 | 32 | 41.7 | 624 | 646 | 42.73 | -9.999 | 0.0009 | -9.999 | -9.999 | 0.0016 | -9.999 | Trapezoidal critical depth flume rated to 1.92m (8.49 cumecs). Low flows only. Built upstream of the culvert beneath the M1 motorway. No information held by GA. RATING COMMENTS:Rating based on theoretical equations for flume. No check gauging carried out at this site. | Catchment is entirely rural and consists mainly of Jurassic and drift clay. There are small pockets of limestone and gravel sand. ARTIFICIAL INFLUENCES:No information available CATCHMENT CHANGES:No information available | Flume believe to provide reliable data across most of range. | No gaugings available to confirm rating although site is reportedly well calibrated. Short record means station record holds little value for pooling.
33030 | Clipstone Brook | Clipstone | 40.2 | 4933 | 2255 | YES | NO | GB | 493250 | 225550 | 496638 | 228208 | 40.35 | 123 | 188 | 0.16 | 0.362 | 6.85 | 34 | 0.975 | 0.0824 | 11.79 | 0.31 | 10.5 | 30.6 | 38.1 | 640 | 654 | 47.82 | 0.615 | 0.0125 | 0.893 | 0.8 | 0.0156 | 0.82 | From 1/10/57 to 31/12/62, a daily record was kept from a broad-crested weir. This was superseded by a Crump weir, NRFA ref 33030, (at SP 933 255) from Sept 1966 to July 1980, when station closed. A new triangular Flat V weir (at SP 940 259), 1km u/s of the previous site, called Clipstone New Weir, opened in Oct 2002, though data unreliable until October 2006. Data presented from 1 Oct 2006. RATING COMMENTS:Two ratings applied across period of record, the most recent is valid from October-2002 when weir constructed. Current rating considers drowning although there are limited gaugings to confirm rating. Data is reliable from 2006 only. | No information available ARTIFICIAL INFLUENCES:Runoff influenced by groundwater abstraction/recharge. Runoff reduced by industrial/agricultural abstraction. Runoff augmented by effluent returns. CATCHMENT CHANGES:No information available | Suitable from 2006. Rating accounts for drowning and is thought to be reliable. | Few high flow gaugings. Rating can not be validated beyond QMED.
33045 | Wittle | Quidenham | 28.3 | 6027 | 2878 | YES | NO | GB | 602650 | 287750 | 605154 | 287146 | 27.55 | 42 | 290 | 0.22 | 0.534 | 4.77 | 15.1 | 0.974 | 0.1771 | 9.78 | 0.31 | 11 | 27.6 | 34 | 608 | 627 | 32.7 | 0.549 | 0.0119 | 0.883 | 0.643 | 0.0104 | 0.88 | Compound broad-crested weir (crest 3m), with central notch separated by splitter plates. Situated under road bridge. Weir drowned in 1968 floods. Road embankment prevents bypassing. HIFs available from 1973. RATING COMMENTS:One rating applied across period of record. Theoretical rating modified by current meter measurements suitable to 0.64m. No out of bank flow rating and weir known to drown duringigh flows which is not accounted for. | Geology: predominantly Chalk overlain with Boulder Clay. Land use: agricultural. ARTIFICIAL INFLUENCES:Flow regime altered by pumping of two boreholes into river u/s of Quidenham to support Ely Ouse to Essex Transfer Scheme (abstraction point at Hockwold on the Little Ouse). Other abstractions for industrial/agricultural purposes. CATCHMENT CHANGES:No information available | Despite deviation from highest gauging, theoretical rating should be reasonable to QMED, | AMAX3 beyond limit of confidence (0.64m) and no gaugings available to validate rating.
33048 | Larling Brook | Stonebridge | 21.4 | 5928 | 2907 | YES | NO | GB | 592750 | 290650 | 592750 | 290650 | 21.99 | 39 | 111 | 0.13 | 0.694 | 5.44 | 8.8 | 0.907 | 0.2331 | 8.77 | 0.24 | 11.2 | 29.4 | 36.9 | 635 | 604 | 9.61 | -9.999 | 0.0028 | -9.999 | -9.999 | 0.0033 | -9.999 | A concrete flume of triangular cross-section with 1:1.5 side slopes, depth 0.8m. Flume is permanently drowned: record very poor. Closed 1 November 2000. RATING COMMENTS:Theoretical rating for in bank flows only applied across period of record. | Geology comprises Chalk overlain by glacial sand and gravel. Land use - rural, largely non-arable. ARTIFICIAL INFLUENCES:Regime influenced by groundwater abstraction/recharge. Abstraction for agriculture/industry. CATCHMENT CHANGES:No information available | Modular limit (0.358m3/s) greater than QMED therefore theoretical equation expected to be reliable. | Non-modular flows are not accounted for in current rating.
33052 | Swaffham Lode | Swaffham Bulbeck | 36.4 | 5553 | 2628 | YES | NO | GB | 555300 | 262850 | 555300 | 262850 | 33.25 | 30 | 292 | 0.39 | 0.841 | 6.82 | 25.6 | 0.998 | 0.2017 | 12.22 | 0.26 | 10.6 | 29 | 35.6 | 567 | 571 | 13.7 | 0.531 | 0.01 | 0.694 | 0.744 | 0.0121 | 0.69 | Crump profile weir, 2.5m broad (wing wall height 1.6m), situated immediately u/s of road bridge. Prior to 1973 station was a thin-plate weir, 1.45m broad. Also called Gutter Bridge. Station used for flood defence. RATING COMMENTS:Two ratings applied across period of record, the most recent is valid from December-1973 when crump weir installed necessitating a change in rating. Current theoretical rating fits well to gaugings. | Geology: predominantly Chalk. Land use: arable. ARTIFICIAL INFLUENCES:Regime influenced by groundwater abstraction/recharge. Significant groundwater abstractions for PWS. Runoff increased by effluent returns. CATCHMENT CHANGES:No information available | Gauged above QMED. Flow remains modular with good fit to gaugings. | Weir expected to drown at approximately 0.33m which is not accounted for in current rating.
36009 | Brett | Cockfield | 25.7 | 5914 | 2525 | YES | NO | GB | 591400 | 252450 | 590503 | 255182 | 25.62 | 87 | 151 | 0.1 | 0.395 | 5.57 | 18.5 | 1 | 0.1129 | 10.77 | 0.28 | 10.2 | 25.2 | 32.6 | 598 | 609 | 46.68 | -9.999 | 0.0046 | -9.999 | 0.5 | 0.0052 | 1.07 | Essex' profile (modified Flat V Crump weir). No spillway. Modular limit of 0.66m theoretically derived. No telemetry but planned for future. Naturalised flows from 1969 to 1976, only minimal adjustments needed since. RATING COMMENTS:One rating applied across period of record.Rating accounts for non-modular flow above 0.9m. | Small, rural catchment on headwaters of the Brett, a tributary of the R. Stour. Upper Chalk underlies the whole catchment with a mantle of Boulder Clay above. ARTIFICIAL INFLUENCES:Natural to within 10% at Q95. CATCHMENT CHANGES:No information available | Good fit to gaugings. | Significant scatter above 0.9m but indicate that rating currently underestimates flows.
36010 | Bumpstead Brook | Broad Green | 28.3 | 5689 | 2418 | YES | YES | GB | 568950 | 241800 | 565863 | 241222 | 27.58 | 96 | 97 | 0.25 | 0.387 | 4.61 | 34.1 | 0.999 | 0.0447 | 9.26 | 0.27 | 11.2 | 29.1 | 36.9 | 588 | 616 | 44.57 | 0.358 | 0.0056 | 0.501 | 0.597 | 0.0075 | 0.575 | Essex' profile (modified Flat V Crump) weir with crest tapping and high flow spillway. Modular limit approximately 6.0 cumecs. Approximate limit of gauging is 12.5 cumecs. Naturalised flows from 1968 to 1976, only minor adjustments needed to the gauged daily mean flows. RATING COMMENTS:One rating applied across period of record.Rating accounts for non-modular flow above 6m3/s. Highest gauging taken in 1968 and is an estimate. Bypassing estiamted to start at 1.2m. | Rural catchment at the head of the R. Stour. Complete cover of Boulder Clay over glacial gravel and Chalk. ARTIFICIAL INFLUENCES:Some industrial/agricultural abstraction, but natural to within 10% at Q95. CATCHMENT CHANGES:No information available | Gauged above QMED. Good fit to available gaugings. | Gauged to within 23% of AMAX3 (Note: highest gauging is an estimate and as subsequently uncertain). Further gaugings required.
36011 | Stour Brook | Sturmer | 34.5 | 5696 | 2441 | YES | YES | GB | 569650 | 244050 | 565540 | 246162 | 34.28 | 98 | 101 | 0.15 | 0.382 | 6.65 | 33.5 | 0.999 | 0.0603 | 13.96 | 0.26 | 10.9 | 28.6 | 36.8 | 592 | 624 | 44.63 | 0.713 | 0.0554 | 0.592 | 0.845 | 0.1003 | 0.614 | Essex' profile (modified Flat V Crump) weir with crest tapping, insensitive. Modular limit approximately 5.0 cumecs. Adjustments were made for industrial and sewage effluent and groundwater abstractions from 1968 to 1976. The September 1968 flood inundated the station and has been separately estimated. RATING COMMENTS:One rating applied across period of record.Rating accounts for non-modular flow. | Rural, agricultural catchment, with the exception of Haverhill, at the head of the R. Stour. Mostly Boulder Clay with some of the underlying sand and gravel and Chalk outcropping. Groundwater-influenced regime. ARTIFICIAL INFLUENCES:Runoff reduced by industrial/agricultural abstraction. Station is immediately d/s of Haverhill - urban runoff and STW discharges cause short, sharp peaks. CATCHMENT CHANGES:No information available | Gauged above QMED. Reasonable fit to available gaugings. | Gauged to within 9% of AMAX3. Reasonable fit to out of bank gaugings although there is greater scatter in above this level.
37033 | Eastwood Brook | Eastwood | 10.4 | 5859 | 1888 | YES | NO | GB | 585850 | 188850 | 582810 | 188869 | 9.85 | 45 | 63 | 0.45 | 0.34 | 3.73 | 29.6 | 0.995 | 0.0797 | 7.94 | 0.21 | 12.5 | 31.4 | 37.9 | 555 | 570 | 45.14 | 0.849 | 0.3059 | 0.927 | 0.928 | 0.4113 | 0.942 | The original Crump weir at this site was decommissioned in April 1995 to allow the old site to be demolished. Was insensitive at low flows, however, a good stepped fall, so no drowning. A new weir was built in 1996 and telemetry was installed at the beginning of 1997. New weir built as a replica of the previous one (non-standard flat V weir). Full range station (no drowning and all events within bank). Rapid response means peak levels can be missed by the 15 min telemetry readings. RATING COMMENTS:Two ratings applied across period of record, the most recent is valid from January-1997 when weir re-built. Ratings are comparable and weir not expected to drown with rating form confirmed by hydraulic modelling. | Small, totally urbanised catchment on an industrial estate on the outskirts of Southend. Underlying geology is London Clay. Very flashy, composed almost entirely of urban runoff. ARTIFICIAL INFLUENCES:Runoff increased by effluent returns. CATCHMENT CHANGES:No information available | Although not gauged to within 30% of QMED, rating form is confirmed by hydraulic modelling and expected perform well. | Few high flow gaugings. Rating can not be validated beyond QMED.
38007 | Canons Brook | Elizabeth Way | 21.4 | 5431 | 2104 | YES | NO | GB | 543150 | 210350 | 544684 | 208308 | 20.74 | 75 | 335 | 0.38 | 0.352 | 4.28 | 29.3 | 0.988 | 0.052 | 7.76 | 0.31 | 11.1 | 31.8 | 39 | 601 | 611 | 45.95 | 0.757 | 0.1731 | 0.874 | 0.831 | 0.2483 | 0.905 | Full range critical-depth flume in rectangular section. Over the period 1965-80 low flows were monitored at a Crump weir in series with the flume. RATING COMMENTS:One rating applied across period of record.Theoretical calibration extends to 11 cumecs but gaugings have only been taken at low flows. | The catchment geology is impervious London Clay. Rural headwaters; heavily urbanised downstream. ARTIFICIAL INFLUENCES:Balancing reservoirs in Harlow (and the New Town development itself) influence the flow pattern but there are no significant abstractions or discharges. Natural to within 10% at Q95. CATCHMENT CHANGES:No information available. | Although highest gauging ~25% QMED, flow is within bank and standard weir expected to perform well. | No gaugings exist beyond QMED and AMAX approach bank full. Bypassing and drowned flow not quantified.
38020 | Cobbins Brook | Sewardstone Road | 38.4 | 5387 | 1999 | YES | YES | GB | 538650 | 199950 | 542744 | 202537 | 38.87 | 71 | 254 | 0.14 | 0.223 | 7.8 | 44.4 | 0.997 | 0.0582 | 13.82 | 0.29 | 11.1 | 32.8 | 40.5 | 616 | 609 | 49.51 | 0.798 | 0.038 | 0.734 | 0.823 | 0.0517 | 0.766 | Opened in June 1971. Trapezoidal critical-depth flume, overall width 10m, insensitive at low flows. The gap in the record from June 1982 to May 1983 inclusive was due to the building of the M25 motorway; flows could not be estimated as the river was diverted through two pipes which were too small for the purpose. There is also a gap of 2 months - Aug/Sep 1994 - for repairs to the weir. In January 1992 repairs were carried out to the exit transit which was damaged and affecting performance. The Post-M25 rating derived by hydraulic modelling (Halcrow) iincludes backwater effects of the M25 culvert (350m downstream of the station) and a double pipe crossing 500m downstream. RATING COMMENTS:Two ratings applied across period of record, the most recent is valid from October-1982 post M25 construction. Current rating derived by hydraulic modelling. Two existing ratings are very similar up to 1m. | Cobbins Brook drains an impervious (London Clay) catchment which includes part of Epping Forest and significant urban development in the vicinity of the gauging station. ARTIFICIAL INFLUENCES:Flows affected by public water supply abstraction. However the net impact of abstractions and discharges on the natural, responsive flow pattern is minimal. Motorway runoff can, however, be significant. CATCHMENT CHANGES:M25 motorway constructed in 1982. | Although all gaugings are taken at t low flows, model derived rating is thought to be reliable and weir is of standard design. | Although all gaugings are taken at t low flows, model derived rating is thought to be reliable and weir is of standard design.
39049 | Silk Stream | Colindeep Lane | 29 | 5217 | 1895 | YES | NO | GB | 521700 | 189550 | 519527 | 192333 | 30.76 | 79 | 171 | 0.37 | 0.182 | 5.28 | 40.1 | 0.972 | 0.0848 | 10.04 | 0.29 | 10.7 | 32.5 | 42.2 | 685 | 699 | 50.29 | 0.863 | 0.3055 | 0.799 | 0.929 | 0.4014 | 0.805 | Flat V weir (1:10 cross slope, width: 8.5m). Some bypassing during floods; d/s bridge acts as a control in high flows (1.3m gauge height) and may cause weir to drown. Station tends to fill with debris - the surrounding open space has been used as a dumping ground. Poorer quality pre-1973 data available for two earlier stations on the river (built in 1928 and 1944). RATING COMMENTS:One rating applied across period of record.Good fit to gaugings for low and high flows, Debris accumulation a known problem. | Catchment is largely London Clay. Rural/suburban headwaters, heavily urbanised downstream. Responsive regime. ARTIFICIAL INFLUENCES:Net impact of abstractions and discharges uncertain; artificial influences evident at low flows. CATCHMENT CHANGES:Significant river improvements undertaken in the 1950s. | Gauged to within 25% of QMED. | Few high flow gaugings. Rating can not be validated beyond QMED.
39055 | Yeading Brook West | North Hillingdon | 17.6 | 5083 | 1846 | YES | YES | GB | 508500 | 184500 | 512197 | 187911 | 16.82 | 51 | 194 | 0.34 | 0.172 | 6.47 | 16.1 | 0.999 | 0.2032 | 12.27 | 0.29 | 10.9 | 31.5 | 40.2 | 657 | 676 | 50.09 | 0.901 | 0.3949 | 1.078 | 0.951 | 0.5347 | 1.067 | Flat V weir (width: 5.02m, 1:20 cross-slope) u/s of culvert below the Western Avenue. Limited depth of approach - structure drowns readily at low discharges (0.28 mÂ³/s) and control passes to the culvert d/s of the station. Since 1983 some bypassing has occurred via a feeder ditch. Persistent problems with zero setting of stage recorder in 1970s. Station demolished 1995 - data in 1995 was very unreliable so verified record stopped at the end of July 1994. RATING COMMENTS:One rating applied across period of record.Capable of providing good quality data, but problems with the correct zero setting of the recorders in 1970s. | Impervious, suburban catchment in NW London, including some of the runoff from Northolt airport. Some agricultural land immediately u/s of the station. ARTIFICIAL INFLUENCES:No information available. CATCHMENT CHANGES:Additional floodplain storage (provided as part of 1983 river improvement scheme) increased lag times. | Gauged above QMED. | Gauged beyond AMAX3. One gauging at AMAX1 and good fit of rating curve.
39086 | Gatwick Stream | Gatwick Link | 33.6 | 5285 | 1417 | YES | YES | GB | 528500 | 141750 | 528905 | 135189 | 32.63 | 102 | 342 | 0.29 | 0.597 | 8.99 | 47.9 | 0.946 | 0.1036 | 15.58 | 0.36 | 11.9 | 36.6 | 48.8 | 830 | 845 | 34.46 | 0.746 | 0.0767 | 0.718 | 0.885 | 0.1745 | 0.674 | Station consists of a 4.6 m wide Crump weir with crest-tapping (although this is almost permanently blocked), located at the end of a culvert. The weir remains modular except during exceptional discharges. Weir records begin in 1975. Rating adjusted in 1990 to include drowned flow, and back-dated over record. Records also exist from 1952-1977 for a rated section at a site 2 km u/s (station 39024); accuracy at this site was poor. RATING COMMENTS:One rating applied across period of record. Rating uses a modelled rating that accounts for drowning over the full period of record. | Mixed geology but mainly impervious (Weald Clay). Mixed land use with significant urban and forested areas. Catchment does not include Gatwick Airport. Responds quickly to rainfall. ARTIFICIAL INFLUENCES:Levels and flow pattern affected by sewage effluent and urban runoff; large net import to the catchment. CATCHMENT CHANGES:Urban extent more than doubled between 1960-2002. | Gauged above QMED. Good fit to gaugings. | All flows contained and confident in model derived rating.
39092 | Dollis Brook | Hendon Lane Bridge | 25.1 | 5240 | 1895 | NO | NO | GB | 524050 | 189450 | 524116 | 193340 | 23.72 | 89 | 135 | 0.19 | 0.178 | 6.31 | 49.4 | 0.991 | 0.0466 | 12.09 | 0.29 | 10.9 | 33.4 | 43.7 | 689 | 702 | 50.52 | 0.843 | 0.2513 | 0.838 | 0.926 | 0.3444 | 0.819 | Flat V weir replaced a compound broad-crested weir with rectangular thin-plate inset, which suffered from a lack of confirmatory gaugings, and severe u/s siltation, occasionally moderated by flushing via sluice below weir. Lack of gaugings since station was rebuilt in 1994. Unlikely to drown as there is a 2m drop over weir. Accumulation point for urban debris (trolleys, tyres, etc). RATING COMMENTS:Protected flows derived from standard flat V weir equation. Poor fit to gaugings which precede rebuild in 1994. | Catchment in NW suburbs of London: includes Barnet and Hendon but has significant rural tracts in western headwaters. Geology: entirely London Clay of Eocene age. Drift free. ARTIFICIAL INFLUENCES:No information available. CATCHMENT CHANGES:No information available. | No gaugings to confirm rating and suffers from siltation and occasionally moderated by sluice. | No gaugings to confirm rating and suffers from siltation and occasionally moderated by sluice.
39095 | Quaggy | Manor House Gardens | 33.5 | 5394 | 1748 | YES | YES | GB | 539450 | 174800 | 542507 | 171816 | 33.5 | 61 | 295 | 0.24 | 0.61 | 7.4 | 36.7 | 0.997 | 0.0833 | 18.19 | 0.27 | 11.2 | 32.9 | 41.5 | 644 | 649 | 28.86 | 0.865 | 0.3688 | 0.881 | 0.905 | 0.478 | 0.908 | A non-standard control structure (width: 4m, wing wall height: 2m) in a concrete channel, constructed in 1961. Modular range uncertain. The structure was overwhelmed by the 1968 flood but sensibly full range otherwise. The September 1968 flood estimated at about 15 cumecs - it bypassed the station, and exceeded the range of the recorder. Until June 1978, flows read from chart (rather than stage) - stages derived from rating applied, or GLC data where available. More current meter readings needed from 0.4m to bankfull at 2m. RATING COMMENTS:One rating applied across period of record.Current rating derived by hydraulic modelling. Good fit to gaugings although none at high flows. | The catchment is a mixture of urban and suburban development. ARTIFICIAL INFLUENCES:No information available. CATCHMENT CHANGES:No information available. | Although no high flow gaugings, confidence is had in the performance of the model derived rating. | Although no high flow gaugings, confidence is had in the performance of the model derived rating.
39096 | Wealdstone Brook | Wembley | 21.8 | 5192 | 1862 | YES | NO | GB | 519250 | 186250 | 517382 | 188702 | 23.45 | 54 | 140 | 0.26 | 0.175 | 4.85 | 25.7 | 0.997 | 0.1333 | 9.63 | 0.29 | 10.7 | 31.9 | 40.6 | 664 | 678 | 50.62 | 0.906 | 0.4235 | 0.984 | 0.945 | 0.508 | 0.997 | Flat V profile weir in a culvert (below Olympic Way Wembley). Following modifications to the structure in 1978 it was refurbished but crest is sub-standard. Data under review (as more confirmatory gaugings required). RATING COMMENTS:One rating applied across period of record. The structure is non-standard and a few gaugings suggest that the theoretical rating may not be applicable especially in high flow range. The rating is unable to measure the flow consistently to within 10%. | A largely impervious urban/suburban catchment. Responsive regime. ARTIFICIAL INFLUENCES:No information available. CATCHMENT CHANGES:No information available. | There are no gaugings above bank full and the highest gauging is just 17% of QMED. Not bypassed as all flow remains within the culvert which is over 2m high. Just suitable for QMED, but recommend to use data with caution. | Station unreliable at extreme flows and best not used for pooling..
39134 | Ravensbourne East | Bromley South | 10.3 | 5406 | 1687 | YES | NO | GB | 540550 | 168650 | 542348 | 167494 | 9.8 | 75 | 290 | 0.34 | 0.685 | 3.47 | 24.9 | 0.993 | 0.0678 | 7.39 | 0.27 | 11.2 | 33.8 | 44.1 | 680 | 700 | 24.98 | 0.865 | 0.3504 | 0.755 | 0.923 | 0.4869 | 0.818 | Flat V weir (1:10 cross slope) with vertical wing walls. Full range station, which has been theoretically rated. Straight approach with no significant modification to flow regime. Original structure built in 1962 as a critical depth flume. The structure was rebuilt in 1992. RATING COMMENTS:Standard Flat V weir calculation. Very few gauging data available. The few that do exist suggest that the rating underestimates flow by 15%. | The Ravensbourne rises as Chalk springs (in Holwood Park; dry valleys extend into the North Downs). The lower catchment is mainly impervious Eocene deposits. Below the headwaters the catchment is largely within London. ARTIFICIAL INFLUENCES:No information available. CATCHMENT CHANGES:No information available. | Flow is within bank full and but and the structure is thought to perform well. Rating is thought to be reasonably accurate although highest gauging is just 25%of QMED. | Although all flow is within bank full, no gaugings exist to validate rating.
41020 | Bevern Stream | Clappers Bridge | 34.6 | 5423 | 1161 | YES | YES | GB | 542250 | 116150 | 536753 | 115688 | 35.42 | 51 | 52 | 0.25 | 0.355 | 8.7 | 46.7 | 0.993 | 0.0757 | 15.71 | 0.34 | 11.5 | 37.1 | 48.9 | 886 | 874 | 43.26 | 0.459 | 0.0125 | 1.083 | 0.657 | 0.0128 | 1.199 | Crump profile weir, in straight reach of realigned channel, approx 100m downstream of road bridge. Constructed with crest tappings, but these not used since 1981. Bypassing of the original structure above 1.15m via a number of routes - a ditch downstream of Clappers Bridge, overtopping of the banks upstream of the weir, & overtopping of the abutments at the gauging station. The river is on higher ground than the surrounding land, and bypassing is also known to have occurred over the Spithurst Road southwest of Clappers Bridge. The original crump weir was altered by the insertion of a low flow Crump weir (0.5 m wide) in the middle in October of 2005, with the new crest 0.521m below the rest of the Crump. Both banks were also raised, and no bypassing has been observed since. Fall over weir quite substantial, with two sets of baffles to reduce scour on downstream side. These baffles have notches cut in them for fish passage. Modular limit uncertain, but between 0.6 and 0.9m â€“ channel narrows downstream. Prone to upstream weed growth. Crest width of 6m is too large for accurate low flow measurement. A two cross-path ultrasonic gauge was installed in January 2007. Ultrasonic flows have been confirmed by spot flow gauging. Ultrasonic data has been applied from 1 October 2008, as not yet been quality-controlled before this date. Rating of the original weir is consistent with theoretical rating at low stages; it has an allowance for bypassing for stages above 1.15 m, but has not been validated above this level. A rating for the new structure was obtained after extensive program of check gauging, up to nearly bankfull. Rating is consistent with theoretical rating at low stages. RATING COMMENTS:Two ratings applied across period of record, latest from Oct-2005 when weir modified and is valid until 2008 whereafter flows are derived using an ultrasonic. Gaugings show good fit to rating (all those above 0.2m were taken post weir modification). | One of the largest tributaries of the River Ouse. A small primarily impervious catchment draining east & north from the South Downs, north flowing tributaries providing significant baseflow. Substantial winter baseflow with rapid response to rainfall leading to short duration high flood flows. Runoff up to 70%. Geology: predominantly Weald Clay with outcrops of chalk, Upper & Lower Greensand & Gault Clay on South Downs. A rural catchment with considerable woodland. ARTIFICIAL INFLUENCES:Runoff affected by effluent returns but negligible impact of artificial influences on all but lowest river flow. CATCHMENT CHANGES:Slight urbanisation. | Gauged to within 2% of QMED. | Current rating provides good fit to gaugings and recent high flow gaugings for the present structure support the earlier rating.
42017 | Hermitage Stream | Havant | 17 | 4711 | 1067 | YES | NO | GB | 471050 | 106750 | 470408 | 109543 | 17.35 | 38 | 166 | 0.36 | 0.245 | 4.09 | 32.7 | 0.991 | 0.0748 | 8.09 | 0.34 | 9.1 | 35.8 | 45.1 | 785 | 832 | 45.97 | 0.731 | 0.1679 | 0.882 | 0.897 | 0.238 | 0.952 | Velocity area station, 5.36m wide, trapezoidal section in formalised reach (grassed berms), beneath a bridge; concrete block wall higher on outside of bend on right bank. Structure designed to measure up to 14 cumecs; all but exceptional flows contained. Bridge downstream may cause some backing up. Trolleys often thrown into stream here. Numerous current meter gaugings for this site. Structure designed to measure up to 14 cumecs - exceeded only a few times since installation. In 1951 a step was inserted into the flume throat to ensure modularity over the whole flow range, as the channel downstream was unlined. This was removed in 1956 and the structure became non-modular for low flows. Not previously maintained as a regular gauging station, however flow record is detailed 1954-1958. Station was possibly abandoned for a short duration around 1974. In winter of 1961, there existed a long period of high baseflow where the contribution from the Lavant catchment may have been greater. RATING COMMENTS:One rating applied across period of record. Rating probably theoretically based but well rated by current meter | A mainly impervious catchment, principally Reading Beds and London Clay. Intensive suburban development since the early 1960s. Typical hydrograph very flashy. ARTIFICIAL INFLUENCES:Natural to within 10% at Q95. Some augmentation of high flows by runoff from the adjacent catchment of the Lavant Stream, which is diverted via a pipe into the Hermitage Stream, whenever the flow in the Lavant exceeds 0.28 cumecs. This possibly occurs whenever the flume limit is reached. CATCHMENT CHANGES:Storage effect introduced to allow separation runoff from nearby Warren housing estate. Developers arranged 6 hour storage of natural stream runoff before its release into the Hermitage Stream (by which time the hydrograph is on the recession limb). Estate surface water drains allow unfettered discharge. | Gauged above QMED. Some scatter in gaugings evident. | Few high flow gaugings. Rating can not be validated beyond QMED.
43019 | Shreen Water | Colesbrook | 29.1 | 3807 | 1278 | YES | NO | GB | 380750 | 127850 | 380592 | 131883 | 30.36 | 125 | 157 | 0.42 | 0.565 | 5.76 | 51.7 | 0.993 | 0.063 | 11.52 | 0.35 | 10.7 | 33.9 | 44.2 | 884 | 916 | 32.24 | 0.502 | 0.0108 | 1.008 | 0.742 | 0.0152 | 0.978 | Crump profile weir, crest 3m broad. The structure drowns before bankfull stage (10 cumecs), flow goes out of bank, and there is significant bypassing. RATING COMMENTS:One rating applied across period of record. Flows greater than 10 cumecs thought to be unreliable due to drowning - considerable uncertainty in the rating at high flows due to scatter in gaugigns above 5m3/s. Ratting extrapolated beyond 0.63m / 3.59m3/s | Predominantly Kimmeridge Clay (70%), some Chalk (15%) and Upper Greensand and Gault (15%) in the north of the catchment. Land use: agricultural. Flat pasture land on both sides of river. Runoff calculations suggest hydrological & topographical catchments do not coincide. ARTIFICIAL INFLUENCES:Significant ground water pumping in catchment. Some augmentation from effluent returns. CATCHMENT CHANGES:No major changes. | Not gauged to within 30% of QMED. Use as a donor for QMED only with caution. | Few high flow gaugings. Rating can not be validated beyond QMED.
44006 | Sydling Water | Sydling St Nicholas | 12.4 | 3632 | 997 | YES | NO | GB | 363250 | 99650 | 362829 | 101665 | 12.06 | 188 | 169 | 0.18 | 0.879 | 3.33 | 128.9 | 0.944 | 0.0162 | 6.32 | 0.38 | 11.5 | 40.8 | 51.5 | 1030 | 1097 | 13.35 | -9.999 | 0.0018 | -9.999 | -9.999 | 0.0048 | -9.999 | Crump profile weir built in 1969, crest 1.95m broad with brick side walls and stainless steel crest. Bypassing could be high during extreme flows. Bypassing commences at aprox 0.38m. Straight approach with rocky bed. Upstream banks not well defined. Silt and gravel accumulation upstream is a recurring problem. RATING COMMENTS:Theoretical original rating, applicable to bankfull. The upper limit at Sydling is at 0.3m / 0.670m3/s. Gauged up to a level of 0.333m. Gauging agreed with extrapolation. | Predominantly Lower Chalk with small outcrops of Middle and Upper Chalk forming higher ground flanking the catchment. Mainly pastoral with some arable agriculture on flatter ground. ARTIFICIAL INFLUENCES:Natural to within 10% at Q95. CATCHMENT CHANGES:No major changes. | Although not gauged to within 30% of QMED, theoretical rating is expected to perform well to QMED. | Bypassing not accounted for and no high flow gaugings available to validate rating beyond QMED.
44008 | South Winterbourne | Winterbourne Steepleton | 19.9 | 3629 | 897 | YES | YES | GB | 362900 | 89750 | 359404 | 90873 | 20.17 | 161 | 115 | 0.22 | 0.811 | 5.01 | 93.7 | 1 | 0.0149 | 10.07 | 0.38 | 11.3 | 39.3 | 50.1 | 1012 | 1045 | 19.55 | -9.999 | 0.0021 | -9.999 | -9.999 | 0.0043 | -9.999 | Station opened in 1974 with flat V weir for low flow monitoring and year round enforcement of minimum prescribed flow conditions on public water supply abstraction licence. Weir 2.5 m wide. In the past, low flows were measured by a thin-plate weir fitted downstream of weir crest at the same level and using the same water level recorders. HiFlows-UK include this period of record; the max gauged flow for the thin-plate weir is 0.85cumecs and QMED 0.445cumecs. Some flow by-passing in smaller channel. Level at which by-passing commences is unknown. At a level of 0.275m (17/07/2012) the bypass channel was gauged at 2%of the total flow. RATING COMMENTS:Theoretical rating confirmed by gaugings. The upper limit at Winterbourne Steepleton is at 0.370m / 0.928m3/s. | Relatively small chalk catchment. Land use: cattle grazing, rural. ARTIFICIAL INFLUENCES:Runoff influenced by groundwater abstraction and/or recharge. A pond is present upstream. Compensation flow input 1 km upstream of weir. CATCHMENT CHANGES:No major changes. | Gauged above QMED. | Rating thought to be reasonable to bank full, all recorded flows contained.
44009 | Wey | Broadwey | 7 | 3666 | 839 | YES | NO | GB | 366600 | 83950 | 365864 | 85617 | 7.95 | 102 | 191 | 0.39 | 0.783 | 2.95 | 117.7 | 1 | 0.0153 | 6.23 | 0.38 | 10.9 | 37.9 | 51.8 | 894 | 937 | 17.16 | 0.265 | 0.0073 | 0.303 | 0.633 | 0.0225 | 0.299 | Flat V Crump profile weir, crest 4.5m broad, crest slopes 1:10. Structure capacity 3.3 cumecs. Almost a full range station but bypassed along a road 1/2 mile u/s at highest flows. Weedy river. Railway bridge 230m downstream of station. First hand observation during July event indicates still modular (just) at 0.5m. RATING COMMENTS:Theoretical original rating. No gaugings to confirm at high flows. Upper limit of rating is 0.34m/1.02m3/s. It is extrapolated beyond that limit. | Predominantly a limestone catchment, Kimmeridge Clay, Portland Sand, Purbeck beds. Land use: mainly pastoral agriculture. Runoff figures suggest topographical and hydrological catchment areas do not coincide. ARTIFICIAL INFLUENCES:Natural to within 10% at Q95. Substantial groundwater abstraction affecting headwaters at Upwey. Some hatch activity upstream but does not affect average daily flow. CATCHMENT CHANGES:No major changes. | Although not gauged to within 30% of QMED., theoretical rating expected to apply to QMED. | Few high flow gaugings. Rating can not be validated beyond QMED.
44013 | Piddle | Little Puddle | 34.8 | 3717 | 970 | YES | YES | GB | 371650 | 96800 | 370036 | 100510 | 31.27 | 155 | 142 | 0.18 | 0.889 | 5.7 | 115.3 | 1 | 0.0152 | 10.65 | 0.38 | 11.2 | 38.5 | 51.3 | 1004 | 1081 | 12.27 | -9.999 | 0.0028 | -9.999 | -9.999 | 0.0043 | -9.999 | The station was built in 1992 with a Flat V Crump weir structure, 3.0m wide. No evidence of bypassing but culvert upstream may interfere and surcharge at high flows causing ponding upstream. May cause attenuation of flood peak. RATING COMMENTS:One rating applied across period of record.All flows remain in bank, good fit to check gaugings. A new 4 segment rating produced in 2007 and applied to period of record. | Predominantly Lower Chalk with small outcrops of Middle and Upper Chalk forming higher ground flanking the catchment. Mainly pastoral with some arable agriculture on flatter ground. ARTIFICIAL INFLUENCES:No major influences. CATCHMENT CHANGES:No major changes. | Gauged above QMED. | Gauged to within 25% of AMAX3. No bypassing reported.
44801 | Hooke | Hooke | 11.76 | 3539 | 999 | YES | NO | GB | 353850 | 99950 | 352000 | 101792 | 11.76 | 201 | 151 | 0.2 | 0.597 | 3.51 | 81 | 0.923 | 0.0183 | 7.41 | 0.38 | 11.5 | 41.4 | 51.5 | 1030 | 1067 | 37.93 | -9.999 | 0.0003 | -9.999 | -9.999 | 0.0013 | -9.999 | Station was built in 1989. GRP flat V Crump weir, 3.0m wide. Weir is not level but the effect on high flows is likely to be insignificant. Frequent silt / gravel accumulation occurs upstream of the weir and in approach channel. No known modularity problems. RATING COMMENTS:One theoretical rating applied which is confirmed by gaugings, though gaugings donâ€™t extend to QMED. Extreme flows are overbank. The upper limit at Hooke is at 0.43m / 1.45m3/s. It is extrapolated beyond that limit. | The catchment area consists mainly of Upper Cretaceous, Upper Chalk and Upper Greendsand. Top end is a chalk stream. Land use mostly rural. ARTIFICIAL INFLUENCES:Some spring abstraction. Fish farm upstream of station. CATCHMENT CHANGES:No major changes. | Rating expected to perform well to QMED. | Few high flow gaugings. Rating can not be validated beyond QMED.
45816 | Haddeo | Upton | 6.7 | 2988 | 1289 | YES | YES | GB | 298850 | 128900 | 300160 | 130640 | 6.81 | 310 | 210 | 0.24 | 0.59 | 3.07 | 81 | 1 | 0.0114 | 6.01 | 0.37 | 11.7 | 41.8 | 60.4 | 1210 | 1293 | 31.27 | -9.999 | 0 | -9.999 | -9.999 | 0.005 | -9.999 | Station opened in Jan 1993 with a Flat V weir, crest length approximately 5m wide. Relatively straight approach with a stable bed. No bypassing or drowning out. Considered a good station. Station just upstream of Wimbleball Reservoir. Bankfull at 0.8m. RATING COMMENTS:One rating applied across period of record confirmed to 0.5m by spot flow gaugings. | Relatively small catchment area consisting mostly of Upper Devonian sandstones, siltstones and slates. Land use is mainly rural and agricultural. No major urbanisation in the catchment. ARTIFICIAL INFLUENCES:Wimbleball Reservoir is just a few meters downstream. CATCHMENT CHANGES:Wimbleball Reservoir impounded 1978. | Good fit to rating. | Although only confirmed to 0.5m, structure is thought to perform well at flows beyond QMED and valid to bankfull.
45817 | Unnamed Stream | Upton | 1.9 | 2988 | 1290 | YES | NO | GB | 298850 | 128950 | 299063 | 130043 | 1.74 | 287 | 178 | 0.46 | 0.603 | 1.4 | 67.8 | 1 | 0.0172 | 2.74 | 0.54 | 11.7 | 41.6 | 61.2 | 1207 | 1295 | 31.55 |  |  |  |  | 0.0022 |  | Station opened in 1993 with a Flat V weir, approximately 2m wide. Bypassed in 2000 due to branches in the river. Relatively straight approach. RATING COMMENTS:One rating applied across period of record confirmed to 0.33m by spot flow gaugings. | Small natural catchment, consisting mostly of Upper Devonian sandstones, siltstones and slates. Land use is mainly rural and agricultural. No major urbanisation in the catchment. Wimbleball Reservoir is further downstream. ARTIFICIAL INFLUENCES:Natural catchment. CATCHMENT CHANGES:No major changes. | No check gaugings close to bank full, but as all flows contained within uniform section rating expected to perform well up to flows around QMED. | Station vulnerable to blockage and bypass. High flow rating is based on extrapolation and remains un-validated beyond QMED.
45818 | Withiel Florey Stream | Bessom Bridge | 9.85 | 2980 | 1326 | YES | NO | GB | 298050 | 132600 | 299130 | 134000 | 9.85 | 337 | 217 | 0.38 | 0.578 | 2.6 | 103.5 | 1 | 0.0056 | 4.66 | 0.42 | 11.9 | 44.2 | 61.5 | 1270 | 1339 | 32.47 | -9.999 | 0 | -9.999 | -9.999 | 0 | -9.999 | Station opened in 1992 as a broad crested Flat V weir, crest length approximately 4m. Relatively straight reach with stable river bed. Footbridge 50m downstream of the station. Well-built station and good control. Bypassing and weed growth are not an issue, but some drowning. Potential for blockage during high flows which may affect levels. RATING COMMENTS:One rating applied across period of record.Confirmed by gaugings to 0.6m, above which available gaugings fit poorly to rating and indicate overestimation of flows. | Small catchment area consists mainly of Upper Devonian siltstones and slates. Entirely rural catchment area with natural flow regime. Wimbleball Reservoir downstream of the station. ARTIFICIAL INFLUENCES:Fish farm upstream causes fluctuations in low flows. CATCHMENT CHANGES:No major changes. | Gauged above QMED. Good fit to gauging | Few high flow gaugings which fit poorly to rating beyond QMED. Increasing uncertainty in rating beyond 0.6m.
46005 | East Dart | Bellever | 21.5 | 2657 | 775 | YES | YES | GB | 265700 | 77550 | 263051 | 81181 | 22.27 | 459 | 145 | 0.25 | 0.363 | 6.46 | 95 | 1 | 0.042 | 13.73 | 0.46 | 14.2 | 67.1 | 91.2 | 2095 | 1998 | 47.42 | -9.999 | 0 | -9.999 | -9.999 | 0.0004 | -9.999 | Velocity area station; channel width approximately 11.5m, cableway approximately 26m. Flood warning station. Artificial controls such as weirs are opposed in the national park, therefore a natural section with a natural rock step provides the control, with a containment berm on the left bank. A three-arched bridge is present 0.8km downstream. Small bypassing on LHB in highest floods. RATING COMMENTS:Several ratings applied across period of record due to shifting natural control, the most recent is valid from November-1982. | Steep, very wet, responsive, upland catchment on open moor, draining peat covered Dartmoor Granite moorland. Natural catchment. The whole river length consists of a series of rapids & short pools formed by natural or semi-natural boulder weirs & falls. The channel is large enough to contain most floods. ARTIFICIAL INFLUENCES:Runoff natural to within 10% at Q95. CATCHMENT CHANGES:No major changes. | Gauged above QMED. Good fit to gaugings. | Gauged to AMAX3 (above bankfull). Some bypassing evident.
47009 | Tiddy | Tideford | 37.2 | 2344 | 596 | YES | YES | GB | 234400 | 59550 | 231066 | 64366 | 37.37 | 109 | 150 | 0.2 | 0.591 | 8.19 | 121.2 | 1 | 0.0237 | 15.7 | 0.48 | 11.8 | 41.7 | 55.2 | 1276 | 1348 | 30.81 | 0.552 | 0.0073 | 1.579 | 0.726 | 0.0107 | 1.365 | Station opened in 1969 with a Crump profile weir, 5.5 m wide. All flows contained to date (2013) but analysis of tailwater levels post December 2012 flood (biggest on record) showed weir non-modular during event. High flows gauged off road bridge in the past and with ADCP on ropes now. RATING COMMENTS:Ratings based on theoretical Crump weir equation. Adjustment for drowning has been applied to the top end based on the findings of the Dece-2012 event. Extrapoaltion beyond max gauging at 6.5 m3/s reasonable as flows contained and drowning considered. | Elongated, linear, natural catchment. Headwaters rise from southernmost outcrop of Bodmin granite. Great bulk of the catchment on Devonian shales and slates interspersed with tuffs and lavas. Moderate relief. Land use: agricultural, dairy and mixed farming rough grazing. Some forestry. ARTIFICIAL INFLUENCES:Natural to within 10% at Q95. CATCHMENT CHANGES:No major changes to catchment. | Gauged above QMED. | All flows contained and flow remains modular. No bypassing reported and rating expected to perform well.
47021 | Kensey | Launceston Newport | 32 | 2330 | 8518 | YES | YES | GB | 233000 | 85180 | 226707 | 85525 | 34.83 | 166 | 64 | 0.23 | 0.584 | 8.33 | 101.3 | 0.998 | 0.0218 | 16.03 | 0.5 | 12.4 | 41.4 | 56.7 | 1298 | 1273 | 32.41 | 0.719 | 0.0209 | 0.355 | 0.788 | 0.0174 | 0.258 | Open channel rated section in canalised channel - flood defence scheme. Channel found to stable and one rating applies for period of record. Station was initially installed to collect data for feasibility studies surrounding scheme. It was upgraded to a permanent station forming part of the flood warning system for River Kensey. As station is within defended reach flood flows contained to high level - all data in bank to date (2013) RATING COMMENTS:Rating developed by gaugings. Gauged to around 50% of highest AMAX on record but extrapolation considered reasonable as flows in bank. | The River Kensey catchment overlies Shale and Grit. Over this area, extensive mechanical deformation has taken place resulting in minor folding and faulting. Igneous activity in the form of Spilitic Lavas and intrusive Dolerite and Diabase is also evident within the catchment. From its source it flows through gently undulating or relatively level land with a fairly wide level valley floor. The Kensey flows from its source in a westerly direction towards Launceston. Just upstream of the town, the river passes under the rail embankment and then flows through a narrow, well defined floodplain. ARTIFICIAL INFLUENCES:Predominantly rural catchment CATCHMENT CHANGES:No major changes.. | well gauged to around QMED | despite some extrapolation all flows contained to date
47022 | Tory Brook | Newnham Park | 16 | 2551 | 5765 | YES | YES | GB | 255100 | 57650 | 256486 | 61042 | 13.45 | 179 | 208 | 0.46 | 0.431 | 4.9 | 106 | 0.942 | 0.0233 | 9.39 | 0.48 | 12.5 | 46.2 | 59.4 | 1403 | 1454 | 44.18 | 0.31 | 0.0122 | 1.126 | 0.586 | 0.0141 | 1.255 | Open channel rated section. Level measurement located upstream of road bridge at Newnham Park. Replaced an earlier rated section located slightly upstream which was operational between 1979-88. Current set up also includes a ADVP gauge to assist in calibration of the stage-discharge relationship alongside current meter gaugings. Significant complex china clay mining influence in catchment. RATING COMMENTS:Low flow rating shifts as a result of a mobile bed at site. Gaugings show that high flow rating remains constant. Ratings recently (2013) revised for PoR. ADVP used to assist in this process. Ratings for old site reviewed and considered sound pre-88. | The upper Tory Brook catchment, to Lee Moor and Wotter, is primarily underlain by Granite with alluvium and river gravel along the watercourses. The majority of the rest of the catchment is underlain by Slate of the Upper Devonian period, with alluvium along the watercourses. This impermeable geology with steep topography leads to a reasonably rapid catchment response to storm events. However as a result of the artificial influences outlined below response may be considered muted compared to the catchment pre china clay mining. ARTIFICIAL INFLUENCES:China clay works have affected the catchment hydrology for over 200 years. The river flow regime may be affected by these works in a number of ways including; cross-catchment transfers, the potential for attenuation of catchment runoff in lagoons; changes in topography caused by the development of waste tips, which could increase catchment steepness leading to faster runoff; and the permeability of the soils may be reduced due to compaction and clay being brought to the surface. With the exception of these areas of china clay works, the upper catchment is predominantly rural containing only the small settlements of Lee Moor and Wotter. CATCHMENT CHANGES:No major changes. | gauged to around 75% QMED and ADVP data to QMED | rating extrapolated but all in bank
48001 | Fowey | Trekeivesteps | 36.8 | 2227 | 698 | YES | YES | GB | 222650 | 69750 | 220765 | 74772 | 36.8 | 269 | 175 | 0.16 | 0.445 | 7.03 | 92.4 | 0.938 | 0.0435 | 15.9 | 0.47 | 12.8 | 48.9 | 68.1 | 1636 | 1783 | 40.51 | -9.999 | 0.0007 | -9.999 | -9.999 | 0.0026 | -9.999 | Station opened in 1958 with a broad-crested weir with central notch (limited accuracy, flow overestimated) and since May 1969 has been a three-bay compound Crump profile weir, with a middle crest length 1.52m and two side crests of 2.745m (7.01m total). Flood embankments ensure the full range is recorded. RATING COMMENTS:Theoretical rating applied to period of record. Uncertainty in peak flows as no available gaugings to validate rating. | Moderate relief, wet moorland catchment on the Bodmin Moor Granite. Extensive hill and valley peat deposits. Kaolinised granite moderates direct runoff response. ARTIFICIAL INFLUENCES:Substantial flow regulation from public water supply abstraction, Sibleyback reservoir operation and exports. CATCHMENT CHANGES:Sibleyback reservoir scheme under construction around 1968/69. Completed in April 1969. | Gauged to within 26% of QMED. Good fit to gaugings. | Although rating not validated beyond QMED all flows contained and weir expected to perform well. No reported bypassing.
48004 | Warleggan | Trengoffe | 25.3 | 2159 | 674 | YES | YES | GB | 215900 | 67350 | 215277 | 71462 | 25.26 | 219 | 206 | 0.2 | 0.499 | 6.1 | 93.8 | 0.978 | 0.035 | 12.54 | 0.45 | 12.2 | 44.2 | 63.4 | 1445 | 1515 | 35.7 | -9.999 | 0.0014 | -9.999 | -9.999 | 0.0025 | -9.999 | Three-bay compound crump profile weir, with central crest length 1.52m and two side crests of 4.265m (10.05m total). Weir fully modular. Flood banks contain flows up to wing wall height. The only gauged natural catchment on Bodmin Moor. Shoaling upstream of weir. Siltation problem as structure over-designed. No liability to backwater effects. RATING COMMENTS:Theoretical weir rating applied to period of record. Confirmed by gaugings to 0.5m. All recorded flows in bank. | Entirely rural catchment with small scattered villages on moorland. The upper 70% of the catchment drains a moderate to steep relief consisting of kaolinised granite. The lower 30% traverses metamorphosed Devonian slates. Baseflow high for an upland catchment due to storage in the granite. Land use: mainly rough grazing. Some china clay worked in upper catchment. ARTIFICIAL INFLUENCES:Runoff natural to within 10% at Q95. CATCHMENT CHANGES:No major changes to catchment. | Although not gauged to within 30% of QMED, theoretical rating expected to perform well to QMED as weir remains modular to bank full. | Use with caution as rating not validated beyond QMED. However structure is thought to be modular across full range and site should be suitable for pooling.
48005 | Kenwyn | Truro | 19.1 | 1820 | 450 | YES | NO | GB | 182050 | 45000 | 178582 | 46733 | 19.11 | 82 | 114 | 0.19 | 0.601 | 4.91 | 90.4 | 0.988 | 0.0096 | 8.58 | 0.42 | 11 | 36 | 49.2 | 1100 | 1107 | 32.61 | 0.846 | 0.0299 | 0.463 | 0.938 | 0.0342 | 0.482 | Three-bay compound Crump profile weir with central crest length 1.22 m and two side crests of 1.524 m and 1.535 m (4.27 m total). Crest levels are: left 24.506 mAOD, central 23.521 mAOD, right 24.523 mAOD. Pier and wing wall height 1.98 m. Contains all flows, but potential for non-modularity at the highest flows. Variable shoaling affects low flow precision. There is a timber weir d/s of the Crump, installed in June 2001 to allow water to be abstracted to feed the town leat. At same time a tail logger was installed on the Crump weir. Crump weir does not drown, but u/s flood storage ponds prevent large discharge over weir. D/s bridge not known to cause backwater. RATING COMMENTS:One theoretical rating applied across period of record. Rating appears to overestimate flows above a stage of about 0.8m. No bypassing expected. | Catchment of moderate relief on Old Red Sandstone and Devonian grits and shales, with wooded, incised valleys. Substantially natural catchment but flood retention ponds (from January 1991) alter high flow response. High baseflow for the relief of the catchment. ARTIFICIAL INFLUENCES:Flood impoundment scheme upstream truncates flood flows. CATCHMENT CHANGES:Flood retention ponds upstream, in operation from January 1991. | Rating provides a reasonable estimate of QMED. | Rating uncertain beyond QMED, appears to overestimate flows.
48006 | Cober | Helston | 40.1 | 1654 | 273 | YES | NO | GB | 165450 | 27250 | 167298 | 32352 | 40.83 | 137 | 189 | 0.2 | 0.671 | 7.75 | 74.9 | 0.979 | 0.0337 | 13.66 | 0.44 | 11.5 | 41.6 | 53.5 | 1206 | 1205 | 17.32 | 0.756 | 0.0178 | 0.323 | 0.803 | 0.0189 | 0.34 | Original gauging station closed and demolished in 1989. Originally (1968) a velocity-area station in a formalised rectangular channel, 4m wide, with natural bed control. In 1975 a temporary control was installed which was then removed in 1976. Between 1976-1977 return to natural control followed by installation of a broad crested weir in 1977. Informal broad-crested weir and sluice was installed to power a water wheel 3m downstream. Station was bypassed during high flow events and subject to backwatering from Loe Pool more readily than at present due to an outflow culvert with a lower capacity. Measurement recommenced in 2003 at the old gauging station location but without the old hydraulic structures which were removed during the upgrade of the flood defence scheme. In 2009 the station was relocated a short distance upstream to County Bridge. ADVP flow measurement was installed and the site here has not yet bypassed (2013). Flows are now calculated using a combination of this direct flow measurement technique and stage-discharge. The station is known to experience backwatering when Loe Pool is > 5.1 mAOD, but the direct flow measurement takes this into account RATING COMMENTS:Early ratings based on current meter gaugings for natural section. CEH rating used for post-weir period until station closed in 1989 as this provides the best fit to gaugings for this period. When the station was relocated in 2009 an ADVP was installed. | Natural catchment. 70% drains the Carnmenellis Granite. The remainder is made up of grits, shales and slates of Devonian age. Upper catchment mainly granite, lower catchment fine granite slates of the Maylor series. Subdued response to rainfall. Mainly agricultural. Good example of a Cornish stream. ARTIFICIAL INFLUENCES:Moderate influence from public water supply and industrial abstractions, and mine pumping. CATCHMENT CHANGES:No major changes. | Recent rating fits well to gaugings and gauged beyond QMED. | Bypassing occurs which is not accounted for in ratings. Significant scatter in gaugings.
48007 | Kennal | Ponsanooth | 26.5 | 1762 | 377 | YES | YES | GB | 176150 | 37650 | 172159 | 36762 | 26.83 | 162 | 77 | 0.24 | 0.736 | 6.28 | 65.4 | 0.866 | 0.0258 | 11.19 | 0.44 | 11.6 | 43.7 | 57.1 | 1294 | 1294 | 8.59 | 0.6 | 0.0138 | 0.649 | 0.702 | 0.0103 | 0.573 | Crump profile weir with 4.88m crest length, wing walls and flood banks at height of 2.2m. Modular at all recorded stages. Station approximately 4 miles downstream of Stithians reservoir (Wendron Moor). No drowning out - verified by survey of wrack mark levels following November 2012 flood, the highest on record RATING COMMENTS:Good theoretical rating curve. Confirmed by gaugings to 0.37m and all flows contained in bank. | Moderate to steep catchment draining the Carnmenellis Granite, with small area of metamorphosed shales and grits. Granite well weathered, giving high baseflow. Responsive to heavy rainfall. ARTIFICIAL INFLUENCES:Substantial modification to flows owing to exports from Stithians Reservoir. Abstraction for public water supply. Some industrial usage produces unpredictable hydrographs. CATCHMENT CHANGES:No major changes. | Good fit to gaugings. | Although not gauged to within 30% of AMAX3, all flows contained by wing walls with no bypassing or drowning expected.
48009 | St Neot | Craigshill Wood | 22.7 | 2184 | 662 | YES | YES | GB | 218400 | 66150 | 218187 | 71271 | 22.91 | 231 | 187 | 0.32 | 0.463 | 7.12 | 78.2 | 0.982 | 0.0224 | 13.27 | 0.45 | 12.2 | 45 | 64 | 1512 | 1613 | 39.94 | -9.999 | 0.0034 | -9.999 | -9.999 | 0.0023 | -9.999 | Three-bay compound Crump profile weir, middle crest lengths 1.75m and side crests 2.75m (total 7.25m). Flood banks contain flows up to wingwalls. Fully modular. Pre-1983 catchment had a natural flow regime; post-1983, flows are attenuated by Colliford reservoir. Now no bypassing as flows are moderated/contained by the reservoir. Suggest only the pre-1983 record is used for flood frequency estimation and as such its stuatus is flagged as closed for the purposes of HiFlows-UK. RATING COMMENTS:Theoretical rating applied to period of record. Confirmed by gaugings to 0.6m. | 70% of the upper catchment sits on granite intrusion of Bodmin Moor. Hill tops are rounded with some peat, valleys can be steep. Lower 30% underlain by metamorphosed Devonian slates. Entirely rural before reservoir built; some abandoned china clay pits. Baseflow high from storage in kaolinised granite. ARTIFICIAL INFLUENCES:Since filling of Colliford Reservoir river has been subject to flow regulation and public water supply exports. Runoff increased by effluent returns. CATCHMENT CHANGES:Colliford reservoir began to fill in 1983. Pre-reservoir FARL is 0.982 and should be used with the pre-reservoir part of the records. Post-reservoir FARL is 0.635. | Although no check gaugings taken within 30% of QMED, theoretical weir rating expected to perform well to QMED for data pre reservoir (1983). | Structure believed to stay modular. Pre-reservoir data can be used for pooling (with caution), post reservoir flow suffers from attenuation.
48801 | Cober | Trenear | 26.53 | 1676 | 311 | YES | NO | GB | 167550 | 31050 | 168391 | 33697 | 26.53 | 162 | 186 | 0.17 | 0.672 | 4.38 | 65 | 0.976 | 0.0351 | 8.28 | 0.44 | 11.6 | 42.4 | 55.1 | 1265 | 1260 | 14.86 | -9.999 | 0.0035 | -9.999 | -9.999 | 0.004 | -9.999 | Station opened in 1988 with a thin plate weir, approximately 4m wide. Unknown change in control in Feb 1998 which led to re-working of the rating. Leaking weir in September 2000. Banks have collapsed twice. Station affected by a pumping station. New stilling well, hut and new thin plate weir since Sept 2001. Often bypasses at high flows, bankfull at 0.952m. Rating history is complex when compared to station history but matches gaugings from each period well. RATING COMMENTS:Multiple rating applied across period of record. The most recent is valid from Sep-2001 when work rebuilding gauging station was completed and based on gaugings since 2001, does not account for bypassing. Current rating is sound and verified to bankfull. | Igneous catchment, granite with some areas of alluvium. Land use is mostly rural/agricultural with little urbanisation. ARTIFICIAL INFLUENCES:Station affected by a pumping station. Compensation flow. CATCHMENT CHANGES:No major changes. | Current rating fits well to the respective gaugings. | Bypassing is a known problem and further work needs to be carried out to validate the rating at high flows since the station was rebuilt.
49003 | De Lank | De Lank | 21.5 | 2133 | 765 | YES | YES | GB | 213350 | 76550 | 215420 | 78115 | 21.61 | 284 | 244 | 0.16 | 0.379 | 4.78 | 76 | 0.998 | 0.0636 | 7.74 | 0.45 | 12.9 | 47.7 | 66.4 | 1628 | 1719 | 47.75 | -9.999 | 0 | -9.999 | -9.999 | 0 | -9.999 | Three-bay compound Crump profile weir, with middle crest length 1.22m and side crests 3.2m (7.62 m total). Divide piers 1.01m high. Unusually small difference between crest elevations (the central crest is 0.095m below the outer two crests). Very seldom drowned or outflanked, however has siltation problems in summer months. Difficult site to spot gauge, high velocities. RATING COMMENTS:Theoretical rating applied to period of record. Confirmed by gaugings to 0.4m and site never bypassed. | Moderate relief, responsive, wet catchment on Bodmin Moor Granite. Unusually the river occupies marshy alluvial flats in the headwaters. ARTIFICIAL INFLUENCES:Flows modified by public water supply works. CATCHMENT CHANGES:No major changes. | Although not gauged to within 30% of QMED, theoretical rating expected to perform well at QMED. | No reported bypassing or drowning. Despite occasional out of bank flow, theoretical rating expected to perform well.
49005 | Bollingey Stream | Bolingey Cocks Bridge | 16 | 1768 | 5280 | YES | YES | GB | 176850 | 52900 | 178502 | 51383 | 16.08 | 73 | 309 | 0.12 | 0.627 | 3.72 | 81.4 | 0.991 | 0.0229 | 6.99 | 0.42 | 10.9 | 35.2 | 48.5 | 1044 | 1068 | 31.92 | 0.606 | 0.0084 | 0.719 | 0.686 | 0.006 | 0.711 | Time of flight ultrasonic gauge installed upstream of road bridge in rectangular channel cross section. Station used to issue flood warnings for Perranporth downstream RATING COMMENTS:No rating - flows are calculated directly by time of flight Ultrasonic gauge. Gaugings to date have shown that Ultrasonic gauge performs well under high flow conditions. Currently check gauged to 3.5 m3s-1. | The Bolingey Stream flows from southeast to northwest and around the eastern edge of Perranporth. The Bolingey Stream catchment is longer and wider than the neighbouring Perrancoombe Stream Catchment, although the valley sides are still steep and the floodplain comparatively narrow. There are a number of wells and springs in the upper catchment and a number of small, offline and online, ponds. The solid geology of the catchment is the Ladock/Grampound grit beds of the Devonian period. These beds are composed predominantly of slate with thin beds of sandstone and cherty carbonate layers. The drift geology consists of alluvium along the watercourse with felsite beds. The catchment soils are predominantly well drained fine loam and silt types, with small areas having more slowly permeable sub-soils, with slight seasonal waterlogging. The physical characteristics of the catchment suggest that runoff response to a rainfall event is likely to be rapid, although mine workings may provide some attenuation. ARTIFICIAL INFLUENCES:Predominantly rural catchment CATCHMENT CHANGES:No major changes. | Gauge has been shown to perform well. | all flows contained to date
49006 | Camel | Camelford | 13 | 2106 | 8385 | YES | YES | GB | 210650 | 83850 | 211564 | 86584 | 12.86 | 252 | 228 | 0.15 | 0.576 | 3.89 | 57.5 | 1 | 0.0122 | 7.49 | 0.46 | 12.4 | 43.5 | 59.6 | 1418 | 1439 | 35.64 | -9.999 | 0.0047 | -9.999 | -9.999 | 0.0042 | -9.999 | Open channel rated section located within flood defence scheme. Station located upstream of non standard weir and fish pass and rated by gauging. ADVP flow gauge also installed to assist in rating process. Flows contained by flood banks at site. RATING COMMENTS:Gauged to 75% QMED, Current rating includes theoretical low flow section through fish pass. Needs revision as gaugings show significant deviation. Upper end segment is developed using gaugings and gives a good fit to gaugings currently available. | The catchment if made up mainly of Upper and Lower Devonian slates. Because of the low permeability of the rocks, rainfall can result in rapid runoff and therefore, river levels generally rise quickly after rain. ARTIFICIAL INFLUENCES:The catchment is almost exclusively rural consisting of farmland and moorland. CATCHMENT CHANGES:No major changes.. | Gauged to around 75% QMED | Although not gauged above QMED, all flows contained.
51002 | Horner Water | West Luccombe | 20.8 | 2898 | 1458 | YES | YES | GB | 289800 | 145850 | 287466 | 143161 | 20.38 | 341 | 25 | 0.29 | 0.539 | 6.3 | 213.9 | 0.978 | 0.0028 | 12.14 | 0.54 | 12.5 | 50.9 | 68.4 | 1485 | 1452 | 29.75 | -9.999 | 0 | -9.999 | -9.999 | 0.0001 | -9.999 | Opened in 1973. Triangular profile Crump weir for low flows, crest 4.5m wide, plus rated section at higher flows. Most flows contained. Station closed from September 1979 to April 1985, reopened with telemetry facilities. Between April 1973 and 1992 only daily mean flow available on EA archive. RATING COMMENTS:Rating review carried out by the EA in 2010. A combination of theoretical rating for the weir and best-fit curve for medium and high flows now used. Validity of the curve beyond 0.8m is doubtful. | The topography in the upper reaches of the river is typically steep sided, wooded valleys, draining Exmoor. Land use is rural. Geology is composed of Mid Devonian Grits and Lower Devonian Old Red Sandstone. ARTIFICIAL INFLUENCES:Small reservoir (Nutscale) in headwaters affects runoff. Compensation flow in summer months. CATCHMENT CHANGES:No major changes. | Good fit to gaugings. | Gauged to within 25% of AMAX3. All flows within bank.
51003 | Washford | Beggearn Huish | 36.3 | 3040 | 1395 | YES | YES | GB | 304000 | 139450 | 300447 | 136965 | 36.7 | 252 | 37 | 0.2 | 0.588 | 6.84 | 194.4 | 0.982 | 0.0048 | 12.13 | 0.38 | 11.8 | 43.9 | 59.7 | 1151 | 1241 | 31.4 | -9.999 | 0.002 | -9.999 | -9.999 | 0.0028 | -9.999 | Opened in 1966 as a rated section. Flat V fibreglass weir, crest 4.5m width, installed in 1982. Station closed from 1980 to 1982 during installation of the fibreglass weir. Rated section at high flows. It is likely that out of bank flow occurs before bankfull reached at station. Between 01/1967 and 11/1973 only daily mean flows available on EA archive. RATING COMMENTS:Two ratings applied across period of record, the most recent is valid from November-1982 since weir installed. Good fit to gaugings. | Drains Brendon Hills, relief is steep with many deeply incised valleys. Geology - Devonian Slates, Siltstones and Sandstones. Land use predominantly rural â€“ pasture with coniferous woodland on valley sides. ARTIFICIAL INFLUENCES:Runoff natural to within 10% at Q95. Fish farm & mill upstream do not affect daily mean flow. CATCHMENT CHANGES:No major changes known. | Gauged above QMED. | Gauged to within 25% of AMAX3. No bypassing reported, rating expected to perform reasonably beyond QMED.
52015 | Land Yeo | Wraxall Bridge | 23.3 | 3483 | 1716 | YES | NO | GB | 348300 | 171550 | 351546 | 169292 | 23.33 | 94 | 322 | 0.2 | 0.669 | 6.12 | 73.3 | 0.933 | 0.0579 | 11.77 | 0.35 | 10.8 | 34.2 | 45.6 | 906 | 898 | 20.44 | 0.553 | 0.0138 | 0.803 | 0.741 | 0.0167 | 0.714 | Station opened in 1971. Triangular profile Crump weir, crest 5m wide, then rated section within wing walls. All flows contained. Closed from Sep 1979 to May 1985. Reopened following installation of telemetry. River weedy but weir cleaned regularly. Silty bed. Pasture land on both sides of river. RATING COMMENTS:One rating applied across period of record.Existing rating confirmed by gaugings to 0.3 m. Validity does not extend beyond 0.4 m where reasonable extrapolation would end. | Drains Dundry Hill. Moderate relief in headwaters, low relief in lower reaches. Mixed geology of Lower and Middle Coal Measures, Carboniferous Oolitic limestone and Triassic marls and sandstones. Land use predominantly rural. ARTIFICIAL INFLUENCES:Barrow Gurney reservoirs in catchment (approx. 0.75 sq km). Some urbanisation. CATCHMENT CHANGES:No major changes. | Estimates of QMED are thought to be reasonable. | Few high flow gaugings. Rating can not be validated beyond QMED.
52016 | Currypool Stream | Currypool Farm | 15.7 | 3221 | 1382 | YES | NO | GB | 322050 | 138200 | 318469 | 137311 | 15.7 | 181 | 63 | 0.45 | 0.586 | 4.75 | 133.8 | 1 | 0.0375 | 9.02 | 0.35 | 11.5 | 36.6 | 48.2 | 934 | 970 | 29.19 | -9.999 | 0 | -9.999 | -9.999 | 0 | -9.999 | Station opened in 1971. Crump profile weir, crest 4m broad. Velocity-area station for flows >1.654 cumecs. Vegetated banks. Likely to go out of bank before bankfull at station. River bed silty and stony. Flood diversion channel just downstream of weir on left-hand bank - excess water channelled across field to prevent flooding downstream. Accretion of silt on right-hand side of weir. Flat pasture on both sides of the river. RATING COMMENTS:One rating applied across period of record.The present rating is acceptable for levels to 0.4m | Headwaters drain the Quantock Hills. Geology: predominantly Old Red Sandstone and Marl. Land use: agricultural. ARTIFICIAL INFLUENCES:Runoff natural to within 10% at Q95. Minor surface water abstraction. CATCHMENT CHANGES:No major changes. | Gauged to within 8% of QMED. Good fit to gaugings. | Few high flow gaugings. Rating can not be validated beyond QMED.
52025 | Hillfarrance Brook | Milverton | 27.8 | 3113 | 1270 | YES | NO | GB | 311350 | 127000 | 308310 | 128522 | 27.75 | 163 | 100 | 0.28 | 0.633 | 5.21 | 135.5 | 0.996 | 0.023 | 10.61 | 0.35 | 11.1 | 36.7 | 50.4 | 1009 | 1008 | 28.61 | -9.999 | 0.0047 | -9.999 | 0.748 | 0.0141 | 0.87 | Station is located 2km north west of the village of Milverton and was opened in 1991 as part of the flood warning system for Taunton. Designed by Flood Defence. Flat V weir (low flow), with rated section for high flows. Wing walls higher than surrounding land and at high flows the station is influenced by backing up from downstream and/or bypassing. Extensive out-of-bank ponding. RATING COMMENTS:One rating applied across period of record. Some scatter in gaugings and rating is poor fit beyond 0.6m | The geology of the area is predominantly Permo-Triassic and Carboniferous mudstone, siltstone and sandstone. ARTIFICIAL INFLUENCES:No major influences. CATCHMENT CHANGES:No major changes. | Although gauged to within 20% of QMED, rating is uncertain beyond 0.6m. | Rating uncertain beyond 0.6m and does not fit well to available gaugings.
54022 | Severn | Plynlimon flume | 8.7 | 2853 | 2872 | YES | YES | GB | 285250 | 287200 | 283246 | 288071 | 8.69 | 501 | 116 | 0.43 | 0.323 | 2.9 | 180.2 | 1 | 0.0098 | 5.73 | 0.66 | 13.2 | 72.9 | 97.9 | 2483 | 2255 | 52.7 | -9.999 | 0 | -9.999 | -9.999 | 0 | -9.999 | Since 1968, Trapezoidal flume with side contractions, capacity 43m3/s. Upstream silt trap (installed Oct 1971) improved station performance but extreme low flows suspect. An earlier compound sharp-edged weir, capacity 10m3/s, with flanking broad crests provided poor quality data. RATING COMMENTS:Multiple ratings applied across period of record, the most recent is valid from February-1971 when silt trap installed. | Very wet (2400mm), responsive catchment on Palaeozoic shales, grits and mudstones. 67% of catchment afforested up to 1985 when some clear felling took place. Forest slopes very steep, peat moorland hilltops. ARTIFICIAL INFLUENCES:No information available CATCHMENT CHANGES:No information available | Although no gauging information, weir equations expected to perform well. Suitable post 1971. | Although no gauging information, weir equations expected to perform well. Suitable post 1971.
54026 | Chelt | Slate Mill | 34.5 | 3892 | 2264 | YES | NO | GB | 389150 | 226450 | 396161 | 221242 | 31.31 | 122 | 319 | 0.38 | 0.443 | 11.01 | 79.5 | 0.975 | 0.1034 | 17.21 | 0.33 | 10.4 | 33.7 | 43 | 726 | 722 | 36.07 | 0.826 | 0.1582 | 0.794 | 0.909 | 0.2049 | 0.757 | Concrete trapezoidal flume constructed in 1969. A poor station, prone to variable silt build up at lower end of flume and with no current metering since 1995. No information about performance at high flows. Flows not processed after 1984 due to poor rating; station is level-only. Gauging Authority have some stage data for period 1983-2000. All flows contained within structure. Station closed in 2010 and structure removed. RATING COMMENTS:One rating applied across period of record. All flows contained within structure, rating theoretically based and fits gaugings well. | Small catchment with Dowdeswell reservoir at the headwaters, largely an urban catchment. The river runs through the centre of Cheltenham and then through low lying farmland, where the station is located, before joining the River Severn. ARTIFICIAL INFLUENCES:Reservoir(s) in catchment affect runoff. Runoff reduced by public water supply and industrial/agricultural abstraction, increased by effluent returns - site located downstream of STW. CATCHMENT CHANGES:No information available | Not gauged to within 30% of QMED but theoretical rating expected to perform well to QMED. | Few high flow gaugings. Rating can not be validated beyond QMED.
54091 | Severn | Hafren Flume | 3.6 | 2843 | 2878 | YES | NO | GB | 284350 | 287650 | 283153 | 288969 | 3.48 | 530 | 131 | 0.4 | 0.303 | 2.21 | 159.2 | 1 | 0.0122 | 4.38 | 0.66 | 13.4 | 72.9 | 98.1 | 2514 | 2227 | 54.1 | -9.999 | 0 | -9.999 | -9.999 | 0 | -9.999 | Rectangular, side contracted critical depth flume designed to gauge streams which have supercritical flow regimes. Drowning may occur following big floods owing to sediment deposited d/s. IH (now CEH) research catchment nested within 54022. Primary 15 minute dataset available. Responsive, natural regime. RATING COMMENTS:Protected flow site with no gauging or rating information available. | Upper third has rounded, peat moorland headwaters; lower two thirds has steep, incised valleys with mature conifer plantations. Geology: Palaeozoic shales, grits and mudstones. Very wet (>2400mm). Rainfall, evaporation and soil moisture estimates also available from dense monitoring network. ARTIFICIAL INFLUENCES:Natural to within 10% at the 95 percentile flow. CATCHMENT CHANGES:Not known | Reportedly suitable for QMED. | Site has not been subject to detailed review. User should apply own judgement as whether to include in pooling group.
54092 | Hore | Hore Flume | 3.2 | 2846 | 2873 | YES | NO | GB | 284550 | 287250 | 282915 | 287310 | 3.19 | 513 | 95 | 0.48 | 0.33 | 2.22 | 214.5 | 1 | 0.0015 | 4.13 | 0.66 | 13.2 | 73.2 | 98 | 2531 | 2321 | 52.1 | -9.999 | 0 | -9.999 | -9.999 | 0 | -9.999 | Rectangular, side contracted critical depth flume designed to gauge streams which have supercritical flow regimes. Drowning may occur following big floods owing to sediment deposited d/s. Natural, IH (now CEH) research catchment nested within 54022. RATING COMMENTS:Protected flow site with no gauging or rating information available. | Very wet (c2500mm) with steep gradients. Highest and lateral fringes of catchment are peat moorland. The remaining 78% had mature coniferous forest until 1985, when the lower two thirds was clear felled. Replanting has taken place. Geology: Palaeozoic grits, shales and mudstones. Very steep gradients, ~2500mm rain. Rainfall, evaporation and soil moisture estimates also available from dense monitoring network. ARTIFICIAL INFLUENCES:Natural to within 10% at the 95 percentile flow. CATCHMENT CHANGES:Not known | Reportedly suitable for QMED. | Site has not been subject to detailed review. User should apply own judgement as whether to include in pooling group.
55008 | Wye | Cefn Brwyn | 10.55 | 2829 | 2838 | NO | NO | GB | 282850 | 283700 | 281648 | 285543 | 10.5 | 495 | 143 | 0.35 | 0.379 | 3.24 | 192.4 | 1 | 0.0164 | 5.89 | 0.66 | 13.2 | 75.3 | 101.4 | 2457 | 2392 | 48.38 | -9.999 | 0 | -9.999 | -9.999 | 0 | -9.999 | 3-bay Crump profile weir, low crest 2.43m broad, high crests total 9.13m broad. U/s slope 1:2, d/s slope 1:5. Very steep channel, u/s accretion needs regular clearing. Treat whole record with care. Operated as part of IH (now CEH Wallingford) Plynlimon experimental basin since 1968 (15 minute flow data resides at CEH Wallingford). RATING COMMENTS:Rating for structure originally derived by IH and deemed applicable over the whole POR. No gaugings available to validate rating. | Small, high relief, very wet (>2000mm) catchment, grassland on peat overlying weather resistant Silurian slates and shales. Very responsive. ARTIFICIAL INFLUENCES:Natural regime. CATCHMENT CHANGES:No information available. | No gaugings available to validate rating. | No gaugings available to validate rating.
55010 | Wye | Pant Mawr | 27.2 | 2843 | 2825 | YES | NO | GB | 284300 | 282550 | 281560 | 284225 | 27.18 | 483 | 137 | 0.24 | 0.386 | 4.87 | 211.8 | 1 | 0.0183 | 9.88 | 0.66 | 13 | 72.3 | 96.8 | 2341 | 2320 | 47.75 | -9.999 | 0.0001 | -9.999 | -9.999 | 0 | -9.999 | Opened in 1952 as velocity-area station with a natural rock bar control downstream. Cableway added January 1969. Converted to a non-standard Flat V weir 1 January 1973. All flows contained within banks. RATING COMMENTS:Two ratings applied across period of record, the change being necessitated by the construction of a flat V weir in January 1973. Gaugings fit well to rating. | The catchment has underlying Silurian strata which are resistant to weathering. Mostly forestry and grazing. Station in headwaters of much larger catchment. ARTIFICIAL INFLUENCES:No information available. CATCHMENT CHANGES:No information available. | Not gauged to within 30% of QMED. However, theoretical rating at site is thought to perform well at QMED. | Few high flow gaugings. Rating does not consider non-modular conditions or bypassing flow.
56007 | Senni | Pont-Hen-Hafod | 19.9 | 2928 | 2255 | NO | NO | GB | 292850 | 225500 | 292742 | 221883 | 19.31 | 388 | 343 | 0.12 | 0.495 | 5.9 | 198.2 | 1 | 0.0432 | 10.04 | 0.62 | 13 | 68 | 94.1 | 1974 | 1942 | 38.96 | -9.999 | 0 | -9.999 | -9.999 | 0.0004 | -9.999 | Flat V Crump weir from Dec 1997; previously standard Crump weir. Concrete side walls form a contained approach to the weir, starting from road bridge approx 10 m u/s. Bridge abutments funnel flow to station and prevent bypassing. Flows contained up to wingwalls of about 2.27 m. Beyond end of the walls, approx 10 m d/s, river banks significantly lower allowing flow area to expand rapidly again RATING COMMENTS:Built as crump weir but modified to flat V in 1997 necessitating change in rating. Check gaugings confirm rating only to medium flows. | Geology: Old Red Sandstone. Natural catchment draining from upland area with high rainfall. Livestock farming area with mainly peaty soils, seasonally wet. Forest: 5%. Catchment fully within the Brecon Beacons National Park. ARTIFICIAL INFLUENCES:Natural to within 10% at Q95. CATCHMENT CHANGES:No information available. | Weir expected to drown before QMED which is not accounted for in current rating. | Weir expected to drown before QMED which is not accounted for in current rating.
57010 | Ely | Lanelay | 39.4 | 3034 | 1827 | YES | NO | GB | 303350 | 182650 | 302131 | 186930 | 38.9 | 172 | 148 | 0.22 | 0.455 | 6.57 | 117.9 | 1 | 0.0444 | 12.52 | 0.47 | 12.8 | 55.5 | 70.2 | 1620 | 1604 | 38.98 | 0.618 | 0.0219 | 1.202 | 0.751 | 0.034 | 1.103 | British Standard Flat V weir (width: 7.94m; cross-slope 1:20) for low flows, and velocity area for high flows. RATING COMMENTS:Multiple ratings applied across period of record, the most recent is valid from November-1999.Each rating fits to their respective gaugings well. Most recent rating validated by gaugings to 1.8m | Geology: Coal Measures. Lowland catchment. Dairy and livestock farming with urban and industrial development in the valley. Forest 8%. Soils have permeable substrate. Ely valley generally steep sided. ARTIFICIAL INFLUENCES:Flows affected by effluent returns and industrial/agricultural abstraction. CATCHMENT CHANGES:No information available. | Gauged above QMED. Rating fits well to available gaugings. | Few high flow gaugings. Rating can not be validated beyond QMED.
57017 | Rhondda Fawr | Tynewydd | 17 | 2932 | 1986 | YES | YES | GB | 293250 | 198650 | 291966 | 200083 | 16.64 | 427 | 144 | 0.19 | 0.317 | 3.26 | 217.4 | 0.999 | 0.0117 | 6.66 | 0.57 | 13.8 | 75 | 101.4 | 2458 | 2470 | 52.88 | 0.523 | 0.0135 | 0.315 | 0.639 | 0.0156 | 0.293 | The control at the site is a flat vee weir, which is in very good condition, with fish baffles on the downstream slope. The channel contains all flows and there is no bypass flow at Tynewydd. The channel width is 7.35m with 1.667m concrete wing walls either side of the weir. The modular limit is very low. There is a shoaling issue at the site, making the weir non modular at a very low stage. The shoaling cannot be moved because there is a main gas line directly underneath and the operations delivery team cannot get into the channel to remove it. RATING COMMENTS:Rating A in combines the original rating with the modeled out of bank Hyder rating. Site has been gauged since 2001 but has only recently been rated (2011). Rating A fits the gaugings very well. No gaugings available above upper limit. | Geology: Coal Measures with alluvial deposits and Boulder Clay in valleys, peat in upper catchment. Upland area with livestock farming and heathland on hills, 25% forest cover (mainly on high ground to NW). Extensive urban and industrial development in valleys. ARTIFICIAL INFLUENCES:No information available CATCHMENT CHANGES:No information available | Almost gauged to QMED, QMED within Bank full. | All AMAX in bank
60012 | Twrch | Ddol Las | 20.7 | 2650 | 2440 | YES | NO | GB | 265050 | 243950 | 266416 | 247869 | 19.5 | 305 | 192 | 0.21 | 0.419 | 6.43 | 161 | 1 | 0.0324 | 12.65 | 0.65 | 11.2 | 49.4 | 66.2 | 1531 | 1682 | 43.01 | -9.999 | 0 | -9.999 | -9.999 | 0.0025 | -9.999 | Velocity-area station with gravel bed. Channel width 4.65m. Out of bank flow onto field on right bank, bypassing gauge. Station closed Dec 1982 abd re-opened Oct 1990. RATING COMMENTS:Two ratings applied across period of record, the most recent is valid from April-1990 when the site re-opened. Many gaugings, though few high flow gaugings, and none above bank full. | Geology: Lower Silurian shales, grits and mudstones, with no drift cover except for peat at highest altitudes in far north of catchment. Entirely rural catchment in southern Cambrian Mountains, forested in part. ARTIFICIAL INFLUENCES:Natural to within 10% at Q95. CATCHMENT CHANGES:No information available. | Gauged above QMED. Single gauging at 1.3m lends confidence to rating. | Few high flow gaugings. Rating can not be validated beyond QMED.
65005 | Erch | Pencaenewydd | 18.1 | 2400 | 3404 | YES | NO | GB | 240000 | 340450 | 239274 | 343245 | 19.39 | 175 | 179 | 0.48 | 0.439 | 7.11 | 96 | 0.991 | 0.0711 | 12.51 | 0.56 | 9.9 | 47.5 | 61.2 | 1477 | 1536 | 39.29 | -9.999 | 0 | -9.999 | -9.999 | 0.0012 | -9.999 | A 6m wide Crump profile weir with high wing walls containing wide range of flows. Check gauged up to medium flows. The outstanding peak flow in August 2000 is estimated (but was contained within the structure), and resulted from a localised by very intense thunderstorm. RATING COMMENTS:Weir rating is considered good as structure remains modular throughout. | A typical impervious lowland catchment on the Lleyn peninsula with Boulder Clay cover. ARTIFICIAL INFLUENCES:Natural to within 10% at Q95. CATCHMENT CHANGES:No information available. | Not gauged to within 30% of QMED. However, rating remains modular and thought to be reliable as QMED contained in bank. | Few high flow gaugings.
67010 | Gelyn | Cynefail | 13.1 | 2843 | 3420 | YES | NO | GB | 284350 | 341950 | 283514 | 343508 | 12.87 | 423 | 243 | 0.02 | 0.251 | 3.74 | 127.8 | 0.969 | 0.0322 | 7.84 | 0.71 | 12.2 | 61.9 | 84.4 | 2000 | 2044 | 58.34 | -9.999 | 0 | -9.999 | -9.999 | 0 | -9.999 | Compound Crump profile weir. Station closed 1981 to 1987 inclusive, for financial reasons (although was reopened in between 1983 and 1984). Fully operational since 1988. No cableway at the site. RATING COMMENTS:Two ratings applied across period of record, the most recent is valid from April 1972. Flows prior to 1968 calculated with a non-standard rating equation. | Geology: impermeable Lower Ordovician volcanics with occasional heavily indurated shales. Drift cover minimal. Rapid runoff. Upland pasture, rural. Very little natural storage available. ARTIFICIAL INFLUENCES:Natural to within 10% at Q95. CATCHMENT CHANGES:No information available. | Not gauged to within 30% of QMED. However, flow reportedly remains modular with no bypassing. | Few high flow gaugings. Rating cannot be validated beyond QMED
67013 | Hirnant | Plas Rhiwedog | 33.9 | 2946 | 3349 | YES | NO | GB | 294600 | 334950 | 296006 | 331068 | 32.47 | 435 | 335 | 0.24 | 0.415 | 6.21 | 222.9 | 1 | 0.0182 | 10.73 | 0.71 | 10.5 | 47.8 | 66 | 1756 | 1762 | 45.06 | -9.999 | 0 | -9.999 | -9.999 | 0 | -9.999 | Rated section on a small steep stream that enters the Dee d/s of Bala Sluices. Bypassing of station at high flood flows. RATING COMMENTS:One rating applied across period of record.Gaugings match rating well. Station is known to bypass at high flows | The south and west flanks of the catchment are comprised of the Wenlock series of rocks - mainly thick cross-bedded hard shales and coarser heavily indurated sandstones with very poor storage properties. The west flanks and the north parts of the catchment where the station is situated are formed of impermeable rocks with a very sparse drift cover. ARTIFICIAL INFLUENCES:No information available. CATCHMENT CHANGES:No information available. | Gauged above QMED. | Station by passed at high flows. Amax3 above bankfull. Extent of bypass flow not well defined.
68010 | Fender | Ford Lane | 18.4 | 3281 | 3880 | YES | NO | GB | 328050 | 388000 | 328767 | 385448 | 18 | 45 | 11 | 0.21 | 0.432 | 4.02 | 29 | 0.999 | 0.1024 | 8.86 | 0.38 | 10.4 | 30 | 38.9 | 774 | 783 | 37.1 | 0.851 | 0.2004 | 0.836 | 0.885 | 0.2078 | 0.885 | Compound trapezoidal flume with vertical sides. Station opened August 1971 and closed September 1981. Gaps in POT data caused by significant and recurrent vandalism. This station replaced Upton Lane, a V notch weir opened in March 1954. RATING COMMENTS:One rating applied across period of record, based on theoretical for flume. No gaugings are available to validate rating. | A heavily urbanised, low relief catchment draining parts of Birkenhead and Heswall on the Wirral. Underlying geology is primarily sandstone. ARTIFICIAL INFLUENCES:None known. CATCHMENT CHANGES:None known. | No gaugings available to validate theoretical rating, but structure believed to perform satisfactorily at QMED. | No gaugings available so not confident in extrapolating theoretical rating.
68011 | Arley Brook | Gore Farm | 36.5 | 3696 | 3799 | YES | NO | GB | 369650 | 379900 | 366591 | 381600 | 33.76 | 61 | 121 | 0.2 | 0.437 | 7.32 | 12.4 | 0.998 | 0.2498 | 13.3 | 0.37 | 10.8 | 31.5 | 39.2 | 831 | 801 | 35.52 | 0.512 | 0.0112 | 1.324 | 0.641 | 0.0212 | 1.437 | Critical depth trapezoidal flume installed January 1973 as a component of an experimental catchment study on actual transpiration. Although there is a reasonable gradient d/s, backwater may occur if the bridge 100 m d/s becomes blocked. Closed April 1982. Flume throat width 0.4 m and height 1.35 m. Data are not presented for use from 12 March 1980 to 28 February 1981. There are no data in WISKI in this period, the pen trace tended to fail during events and peaks were guessed. RATING COMMENTS:One rating applied across period of record.Theoretical rating until 1.08. Quoted as being rated by gaugings above this, though no record of such check gaugings found. | A flat, low relief catchment. Geology consists of Boulder Clay covered with impervious Keuper Marl. North boundary may be partially formed by the M56 motorway embankment. Entirely rural but with some motorway runoff. ARTIFICIAL INFLUENCES:None known. CATCHMENT CHANGES:None known. | No gaugings available to validate rating, although theoretical rating expected to perform well. | No gaugings available to validate rating.
68021 | Arrowe Brook | Acton Lane | 18 | 3255 | 3893 | YES | YES | GB | 325500 | 389300 | 325359 | 386216 | 17.87 | 43 | 355 | 0.5 | 0.513 | 4.47 | 24.8 | 0.996 | 0.1385 | 9.14 | 0.38 | 10.3 | 30 | 38.7 | 750 | 759 | 33.37 | 0.835 | 0.168 | 0.865 | 0.891 | 0.1735 | 0.883 | Non-standard compound flume in rectangular concrete channel, with long backslope giving a drop downstream. The very highest flows have been observed to spill out of bank upstream and to have approached the soffit of the bridge immediately upstream. The effect on the peak flow will have been slight. Some discontinuities in the stage record. RATING COMMENTS:Rating based on low flow current meter gaugings within flume and high flow gaugings using ADCP from the bridge at the station. Rating extended beyond highest gauging (at 1.32m) using modelled data. | Very flat and urbanised catchment. Geology mostly of blown sand deposits with Boulder Clay over Sherwood Sandstone. ARTIFICIAL INFLUENCES:None known CATCHMENT CHANGES:None known | Gauged above QMED | Gauged to high level. Modelled rating fits gaugings
69019 | Worsley Brook | Eccles | 24.87 | 3753 | 3980 | YES | NO | GB | 375300 | 397950 | 375745 | 401584 | 24.09 | 61 | 187 | 0.55 | 0.349 | 5.29 | 22.1 | 0.941 | 0.2202 | 12.17 | 0.44 | 11.2 | 34.3 | 46.3 | 956 | 957 | 37.63 | 0.766 | 0.2372 | 1.054 | 0.892 | 0.345 | 1.031 | A critical depth trapezoidal flume within an artificial channel; throat width 0.6 m wide and side slopes 1:2. Structure full at 2.43 m with flood banks to 3.13 m. No bypassing. There is also a twin box culvert with grids, 110 m downstream that is prone to blockages during floods, drowning the flume. Data quality poor. No bypassing. Station closed between December 1985 and June 1993. The AMAX for 2000-2001 occurs on the same day as those on surrounding stations, so is retained despite the station closure in this year. RATING COMMENTS:One theoretical rating applied across period of record. | A low relief catchment rising to a maximum altitude of 139 mAOD north-west of Manchester. Approximately 40% urbanised and industrial, with a dense motorway network; otherwise poor pasture and heather with small areas of woodland. The geology consists of extensive coal measures with Permo-Triassic Bunter sandstones to the south, overlain with Boulder Clay. ARTIFICIAL INFLUENCES:No major industrial or sewage discharges upstream of station. Several of the smaller tributaries have private impounding reservoirs originally devised for colliery and industrial supplies; these are of negligible area. CATCHMENT CHANGES:None known. | Theoretical rating expected to perform well at QMED. | Variable backwater downstream and lack of gaugings beyond QMED to validate rating.
69046 | Bradshaw Brook | Bradshaw Tennis Club | 37 | 3733 | 4122 | YES | NO | GB | 373300 | 412200 | 372844 | 417449 | 36.87 | 254 | 184 | 0.21 | 0.345 | 7.45 | 101.2 | 0.781 | 0.0223 | 13.39 | 0.51 | 12.3 | 44.8 | 61.3 | 1384 | 1390 | 46.91 | 0.595 | 0.0149 | 0.412 | 0.752 | 0.0234 | 0.426 | Station opened for Environmental Baseline Monitoring in August 2000 at an existing industrial short-crested weir on a slight bend. Long straight approach channel. The higher flows have been gauged off a bridge upstream. Not bypassed. Thought not to drown. RATING COMMENTS:Rating based on low flow current meter gaugings and high flow ADCP gaugings. Rating extrapolated beyond highest gauging using velocity extrapolation method. | Geology of Millstone Grit overlain with peat moorland in headwaters, with Boulder Clay and coal measures in the urban lower parts. ARTIFICIAL INFLUENCES:Bradshaw Valley Reservoir system of Entwhistle, Wayoh, and Jumbles for water supply and compensation CATCHMENT CHANGES:None known | Gauged to moderate level, extrapolated by stage\hydraulic radius method | No high flow gaugings, some scatter in the highest gaugings, giving insufficient confidence in extrapolation.
69047 | Roch | Littleborough | 15 | 3940 | 4165 | YES | YES | GB | 394000 | 416500 | 395329 | 417714 | 14.8 | 291 | 245 | 0.37 | 0.475 | 3.71 | 138.5 | 0.89 | 0.0384 | 7.6 | 0.57 | 11.9 | 48.8 | 68.8 | 1353 | 1282 | 34.98 | 0.524 | 0.0175 | 0.331 | 0.646 | 0.0354 | 0.422 | Opened December 1993 as a levels-only station in an open chanel section with no formal control. History of bed movement, though this is thought not to have changed the high flow regime by more than the criteria for acceptance in HiFlows-UK. A flood alleviation scheme in 2003 dredged the channel and erected new flood walls. A large shoal upstream of the bridge was identitied after the high flows experienced in late 2009, and was subsequently removed. The channel has been engineered both upstream and downstream of the station giving a long, straight profile. The gradient of the bed is quite steep, leading to high velocities. RATING COMMENTS:Ratings derived using low flow current meter gaugings and high flow ADCP gaugings. | Geology mostly Coal Measures within Millstone Grit to the Northeast and Northwest. Peat overlays geology in moorland hilltops; mixed glacial drift in the lower catchment. ARTIFICIAL INFLUENCES:Some small reservoirs, including Blackstone Edge CATCHMENT CHANGES:None known | Gauged to around QMED, with modelled top-end | Modelled top-end judged within pooling criteria.
71003 | Croasdale Beck | Croasdale Flume | 10.4 | 3706 | 4546 | YES | YES | GB | 370600 | 454750 | -2147483648 | -2147483648 | 10.66 | 345 | 148 | 0.35 | 0.275 | 3.28 | 163.7 | 1 | -9.999 | 5.99 | 0.6 | 12 | 55.3 | 75.4 | 1886 | 1794 | 54.6 | -9.999 | 0 | -9.999 | -9.999 | -9.999 | -9.999 | Station opened in June 1957, being a non-standard compound trapezodial flume, approx 8.8m wide at top of flume, 12.5m at bankfull. Installed for paired catchment study with the wooded Bottoms Beck catchment nearby. Both stations have had problems with sediment \ blocking of the inlet pipes. To counter this, the stations were installed with two inlet pipes and stilling wells, with the traces plotted on the same graph to aid identification of any problems. Additionally, a water flushing system was installed in January 1967, though regular cleaning ceased abround 1976-77. All flows inbank, and thought not to drown. Croasdale Beck flume considered the more reliable station, and Bottoms Beck flume is not included in HiFlows-UK for this reason. CEH data to 14 Nov 1977. Station re-opened December 1982, closed again July 1989, and re-opened September 2003. Early charts showed flows directly, from theoretical rating. Annual maxima are presented for the period of record, though flows should be regarded as provisional - early charts need review, and there are no high flow gaugings. Dates to 1977 are probably water days. RATING COMMENTS:One rating applied to recent record based on gaugings (80s & 00s) to top of concrete flume. Hydraulic model (limited survey) fitted to gaugings and extended above to confirm | Steep channel in a wet, high relief catchment. Geology: half Carboniferous Limestone and half Millstone Grit, blanketed by Boulder Clay. Mostly used for grazing. ARTIFICIAL INFLUENCES:None known CATCHMENT CHANGES:None known | Gauged above QMED | Ratings by physical & computational models are a good fit to gaugings. However, note problems in record before station re-opened in 2003, lack of high flow gaugings, and limited survey for model. Disparity in range of high flows in earlt/late period
71013 | Darwen | Ewood | 39.5 | 3677 | 4262 | YES | YES | GB | 367700 | 426250 | 369917 | 422788 | 39.08 | 231 | 317 | 0.25 | 0.424 | 6.52 | 95.1 | 0.938 | 0.0356 | 11.6 | 0.51 | 11.9 | 43.8 | 60.3 | 1340 | 1332 | 36.71 | 0.683 | 0.0939 | 0.744 | 0.823 | 0.1393 | 0.715 | Although there is a small weir downstream which provides some bed control, this is effectively a velocity-area station. Opened in October 1973. High natural right bank, concrete wall on left bank. No bypassing. No cableway. RATING COMMENTS:One rating applied across period of record.Rating derived from current meter gauging, with modelled top-end. | A catchment with moderately high headwaters, draining northwards to the outskirts of Blackburn. Heavily urbanised at Darwen. The geology consists of Coal Measures and Millstone Grit with intermittent Boulder Clay, hill peat and glacial deposits in the main valley. ARTIFICIAL INFLUENCES:Small reservoirs in southwest. Station affected by non-continuous abstractions and releases upstream. Compensation flows are activated automatically. CATCHMENT CHANGES:No significant changes. | No bypassing reported. | Although gaugings do not extend beyond QMED, site is fully contained with no significant hydraulic changes beyond the maximum gauged flow.
72007 | Brock | U/S A6 | 32 | 3512 | 4405 | YES | YES | GB | 351150 | 440550 | 356440 | 444787 | 31.53 | 196 | 219 | 0.38 | 0.319 | 9.69 | 108.8 | 1 | 0.0535 | 15.6 | 0.6 | 11 | 43.1 | 57.8 | 1361 | 1371 | 49.42 | -9.999 | 0 | -9.999 | -9.999 | 0 | -9.999 | Rectangular section broad crested weir with central low flow notch, constructed in 1978 and then reconstructed to original height in 1991 due to erosion problems. A further broad-created weir d/s. Cableway. No bypassing reported. RATING COMMENTS:One rating applied across period of record derived from current meter gaugings. | An entirely rural, natural catchment rising to a maximum altitude of 520 mAOD. Moderate relief with high, steep headwaters draining Millstone Grit in the northeast and Carboniferous Limestone in the south. Peat on high moors, and the lower catchment is overlain with Boulder Clay. ARTIFICIAL INFLUENCES:None known. CATCHMENT CHANGES:No significant changes. | Gauged above QMED. | Gauged to within 20% of AMAX3.
72014 | Conder | Galgate | 28.5 | 3481 | 4554 | YES | YES | GB | 348150 | 455350 | 351620 | 459069 | 28.99 | 131 | 270 | 0.32 | 0.443 | 7.39 | 93.4 | 0.975 | 0.0822 | 14.2 | 0.6 | 10.6 | 40.2 | 51.3 | 1183 | 1257 | 35.96 | -9.999 | 0.002 | -9.999 | 0.649 | 0.0064 | 0.247 | Originally a velocity-area station until a flat V Crump profile weir was installed (September 1975) in confined concrete channel. High flows are gauged by current meter; a portable ultrasonic gauge has also been installed to refine calibration. Weir drowns out at 0.48 m. No cableway. All flows contained in rectangular channel. RATING COMMENTS:One rating applied to whole period of record (small effect of Flat V weir on high flow). On rating plot, all gaugings are after weir construction, except for the batch above the rating, with max stage 0.68m&flow 2.22 m3/s. | A predominantly rural catchment draining moorland. Geology of Millstone Grit and overlying Boulder Clay with hill peat at the highest altitudes. ARTIFICIAL INFLUENCES:None known. CATCHMENT CHANGES:No significant changes. | Gauged above QMED. | Not gauged within 30% AMAX3. However, channel cross-section full is constant to bank full and no bypassing reported so rating is expected to perform well.
72817 | New Mill Brook | Hollowforth Hall | 33 | 3503 | 4363 | YES | NO | GB | 350350 | 436350 | 355056 | 438299 | 33.19 | 77 | 240 | 0.44 | 0.387 | 8.5 | 35.8 | 0.992 | 0.093 | 16.58 | 0.52 | 10.3 | 37.6 | 49.8 | 1110 | 1091 | 40.51 | 0.53 | 0.0086 | 0.559 | 0.683 | 0.0212 | 0.623 | Velocity area station with a non-standard flat-V weir approx 4.3m wide. Located approximately 150m downstream of a road bridge in open pasture. The weir was primarily constructed as a low flow gauge and drowns out at a relatively low level. Large flows spill onto the right bank floodplain. RATING COMMENTS:Rating developed from gaugings, with modelled top-end to allow for bypassing / out of bank flow | Relatively flat, mainly agricultural rural area, with sandstones in lower part and mudstones in upper catchment ARTIFICIAL INFLUENCES:None known CATCHMENT CHANGES:None known | Gauged to around QMED | Too much uncertainty once flows are out-of-bank
73006 | Cunsey Beck | Eel House Bridge | 18.7 | 3369 | 4940 | YES | NO | GB | 336950 | 494050 | 335298 | 497431 | 18.77 | 144 | 104 | 0.22 | 0.448 | 5.08 | 119.2 | 0.727 | 0.0522 | 9.43 | 0.71 | 11.9 | 57.9 | 77.6 | 1897 | 1929 | 42.83 | -9.999 | 0.0017 | -9.999 | -9.999 | 0.0022 | -9.999 | Velocity-area station opened 13/05/68. A non-standard sleeper 'v' control was installed 07/11/78 to stabilise the bed and increase low flow sensitivity. Historically this has been a relatively poor site with weed in the channel, erosion of the left bank, and deposition downstream. The station was closed in April 1983, but reopened in March 1985 when long term investigation of water quality in Esthwaite Water was started. In November 1998 a tree and part of the right bank collapsed into the channel; debris collected and scour took place with resultant gravel deposited u/s of control raising the bed in some places as high as the control. The control was modified and raised approximately 0.1 m in August 1999. Ongoing channel changes since. No cableway, but a winch was used off a bridge to gauge high flows before ADCPs. The highest flows spill onto the left bank. The record presented here starts with the sleeper control on 7/11/1978, though there are two large gaps in the record from then until March 1985. RATING COMMENTS:Multiple ratings applied across period of record. Rated by current meter. Separate ratings developed for different controls, including effects of gravel build-up. Uncertain rating and no high gaugings for original station (before 7/11/1978). | A steep, wet catchment with geology of Silurian Shales, mudstones and sandstones. Westerly tributary to Windermere. River does not show a flashy response; majority of catchment drains through Esthwaite Water. Heavy rainfall brings down appreciable bedloads. ARTIFICIAL INFLUENCES:Channel has been artificially straightened in places. CATCHMENT CHANGES:None known. | Gauged above QMED. | Gauged to within 24% of AMAX3. However, scatter in gaugings, spill onto left bank and channel changes results in uncertainty of rating beyond QMED.
73009 | Sprint | Sprint Mill | 34.6 | 3514 | 4961 | YES | YES | GB | 351450 | 496100 | 349722 | 503242 | 34.8 | 333 | 158 | 0.18 | 0.453 | 10.22 | 224.3 | 0.997 | 0.0612 | 18.45 | 0.71 | 12.2 | 61.2 | 86.5 | 2011 | 2067 | 44.09 | -9.999 | 0.0002 | -9.999 | -9.999 | 0 | -9.999 | Station opened as Flat V weir in October 1969. 14 m wide, with weir side slopes of 1:20, u/s slope 1:2, d/s slope 1:5; wingwalls to 0.61m, with sloping ground above. Cableway for medium to high flows. Weir was repaired in 1990 and 2000. Modular limit not known, but above 1m (see photo). RATING COMMENTS:Two ratings applied across period of record thought to be a result of small datum shift, the most recent is valid from February-1995. Good fit to gaugings. | A very wet, elongated catchment with high relief, and a predominantly natural, flashy flow regime. Maximum altitude 765 mAOD. Drains southwards from an area of peat moss growing on Ordovician Borrowdale Volcanics in extreme north through grazing lands on Silurian and Ordovician Slate, Flags and Shales to boulder clay covered lower reaches. ARTIFICIAL INFLUENCES:Predominantly natural regime with slight influence from mill sluice operations and discharges from Garnett Bridge Straining Plant 4 km upstream. This is unlikely to affect high flows. CATCHMENT CHANGES:None known. | Gauged above QMED. | Gauged to within 7% of AMAX3. Extrapolated rating thought to be reasonable.
76001 | Haweswater Beck | Burnbanks | 33 | 3508 | 5159 | YES | YES | GB | 350850 | 515950 | 347035 | 513023 | 32.34 | 463 | 68 | 0.22 | 0.345 | 6.21 | 293.6 | 0.645 | 0.0154 | 10.6 | 0.71 | 13.2 | 70.2 | 97.1 | 2438 | 2400 | 54.31 | -9.999 | 0.0001 | -9.999 | -9.999 | 0 | -9.999 | Originally a velocity-area station, from 1951-1961. Then a compound thin plate 4-stage weir until April 1978 (21.3 m wide overall with lowest crest 3 m wide; paired flanking crests 0.6 m higher (each 4.56 m wide), 1 m higher (each 2.28 m wide) and 1.25 m higher (each 2.28 m wide) than the lowest). This was superseded by a Compound Crump weir in April 1978 (Side weirs 6.7m wide, with central weir 6m wide, 0.26m lower). Downstream recorder added August 2005, which suggests drowning reduces flows slightly above around 1m. Flow was measured just u/s at Thornthwaite weir in the past. Flood Studies Report grade A1. Data presented solely for the Compound Crump Weir from April 1978. RATING COMMENTS:Two ratings applied across period of record, the most recent is valid from April-1978 when weir installation required a rating change. | High relief, very wet catchment draining volcanic rocks of Silurian age. Maximum altitude 829 mAOD at High Street. Extensively peat covered in the west, boulder clay, sands and gravels in the valley. Entirely moorland, heathland and rough pasture. Station is 1 km downstream of Haweswater reservoir (constructed 1930s) which imports water from Lowther tributaries and Ullswater. Flow pattern reflects heavy abstraction and drawdown of Haweswater immediately upstream, often compensation releases only. ARTIFICIAL INFLUENCES:Major exports for public water supply. Some monthly naturalised data available. In dry years reservoir absorbs all flood flows. CATCHMENT CHANGES:None known. | Gauged above QMED. Theoretical structure contains all but extreme flows | Gauged to within 16% of AMAX3. Theoretical structure contains all but extreme flows
76011 | Coal Burn | Coalburn | 1.5 | 3693 | 5777 | YES | YES | GB | 369350 | 577750 | 369386 | 578507 | 1.63 | 305 | 160 | 0.46 | 0.196 | 1.3 | 47.2 | 1 | 0.0736 | 2.21 | 0.62 | 10.6 | 39.2 | 52.4 | 1096 | 1162 | 58.93 | -9.999 | 0 | -9.999 | -9.999 | 0 | -9.999 | Originally a compound Crump profile weir (built in 1965), 18.5 ft wide overall, central notch 2.5 ft wide with flanking crests 1 ft higher & 7 ft wide. Reported to have leaked badly, affecting overall data quality, though not thought to have affected high flows. Replaced in August 1991 with a broad crested weir with a central V-shaped thin plate. Doesn't drown at high flows. Difficulties in gauging at high flows, therefore a gauging platform was built 30m upstream where flow is confined and there is reasonable approach. Recent gaugings suggest that high flows may be underestimated by up to 20%, and that further investigation if required. RATING COMMENTS:Two theoretical ratings applied across period of record. The most recent is valid from Aug-91 when weir replaced, changing Stage-discharge relationship. Ratings checked against current meterings, but site has never been check gauged at extreme flows. | The purpose of this very small experimental catchment was to investigate the effects of afforestation, from planting to canopy closure, on runoff. Natural catchment, although an artificial boundary ditch was cut at the start of the project to ensure the area was known; this followed the natural watershed as closely as possible. Tributary of River Irthing. Steep catchment rising to 330 mAOD, originally moorland but now afforested. Geology is Carboniferous strata with Boulder Clay cover and some blanket peat. ARTIFICIAL INFLUENCES:No abstractions or additions. Drained summer 1972 in preparation for planting, creating stream density of about 200 km/km2 (about 60 times greater than original stream network). Sitka spruce planted 1973. Runoff (especially low and moderate flows) calculated to have increased from 0.6 to 0.8 after drainage; baseflow index also increased. Analysis continues. CATCHMENT CHANGES:1972 - Forestry Commission drained the catchment using drainage ditches to regulate water movement, improve aeration and the transfer of nutrients. | Gauged to within 18% of QMED. | Few high flow gaugings available to validate theoretical rating beyond QMED, however weir rating considered broadly reliable, such that AMAX data suitable for pooling.
76811 | Dacre Beck | Dacre Bridge | 34 | 3460 | 5263 | YES | YES | GB | 346050 | 526300 | 341782 | 525858 | 33.97 | 287 | 59 | 0.2 | 0.457 | 7.61 | 101.4 | 0.999 | 0.0724 | 12.97 | 0.64 | 10.9 | 46.2 | 64.3 | 1428 | 1525 | 36.34 | -9.999 | 0.0006 | -9.999 | -9.999 | 0 | -9.999 | Open channel site, velocity/area method. Bridge downstream forms a control at high flows and prevents bypassing. Calibration difficult because of very turbulent velocity profiles. Station opened in November 1997 as levels-only station for flood warning, closed September 1998. Re-opened 22 Jan 1999 as flow station with cableway. Records before August 2000 are not presented because of inconsistency in the early gaugings compared with later data. RATING COMMENTS:One rating applied across period of record.No modelled data so flows beyond the gauged range are from extrapolation of the regression. | An upland area in the north-east of the Lake District, receiving high annual rainfall. Flashy regime. The station is a good indicator of potential flood risk from the Eamont and Eden. ARTIFICIAL INFLUENCES:No artificial influences. CATCHMENT CHANGES:No significant catchment changes. | Gauged above QMED. Good fit to gaugings. | Gauged beyond AMAX3. Good fit to gaugings.
80003 | White Laggan Burn | Loch Dee | 5.7 | 2468 | 5781 | YES | NO | GB | 246800 | 578050 | 246869 | 576706 | 5.7 | 441 | 1 | 0.36 | 0.385 | 2.1 | 246.3 | 0.996 | 0.0168 | 4.28 | 0.69 | 14.3 | 71.8 | 99.8 | 2469 | 2141 | 49.12 | -9.999 | 0 | -9.999 | -9.999 | 0 | -9.999 | Velocity area station. Informal wooden asymmetrical Flat V weir controls most flows. Occasional backwater effects from Loch Dee after prolonged wet periods. Gauge on long straight section with gravel bed and low grassy banks. Bypassing may occur above 1.2m through forest drainage channels. RATING COMMENTS:Rating derived from current meter gaugings. Highest known gauging 1.3m, 6.7 cumecs (0.9 QMED). No cableway at station - not possible to gauge high flows. | Geology: Lower catchment of Loch Doon Granite; mid catchment of metamorphosed rocks giving way to unaltered Ordovician and Silurian shales and greywackes to the south. Forest cover (20%), remainder is rugged upland. Altitudes: 716mAOD (max), 225mAOD (min). Minimal floodplains. Hydrometric Register BFI = 0.19. ARTIFICIAL INFLUENCES:Natural catchment CATCHMENT CHANGES:No significant changes known. | No comment | Bypassing may occur through forest drainage channels
84002 | Calder | Muirshiel | 12.4 | 2309 | 6638 | YES | NO | GB | 230900 | 663750 | 228550 | 664723 | 12.06 | 359 | 49 | 0.38 | 0.271 | 4.46 | 95.2 | 0.988 | 0.0398 | 8.41 | 0.61 | 12.5 | 57.5 | 80.4 | 2316 | 2246 | 58.06 | -9.999 | 0 | -9.999 | -9.999 | 0 | -9.999 | Pre-rated, rectangular thin plate weir approx. 20m wide. Chart maximum was 15.8 cumecs. Station closed in 1976. SEPA re-opened the station in Dec 1993 with main purpose of pollution prevention and control; but the data is of poor quality. U/s of station is a very active gravel/silt bank. RATING COMMENTS:Theoretical rating (Lea rated). | Carboniferous basalt on igneous intrusions, overlain by Boulder Clay. Peat in some upland areas. Altitudes: 486mAOD (max), 229mAOD (min). Upland catchment. Land use comprises of moorland and rough grazing. Very flashy response. Hydrometric Register BFI=0.15. ARTIFICIAL INFLUENCES:Calder Reservoir was breached in 1984, it controlled about 50% of the catchment. CATCHMENT CHANGES:No significant changes known. | slightly doubtful | quality of data not known, (charts were truncated and high flows estimated)
84016 | Luggie Water | Condorrat | 33.9 | 2739 | 6725 | YES | YES | GB | 273950 | 672550 | 276327 | 671269 | 35.32 | 139 | 306 | 0.26 | 0.327 | 5.76 | 56 | 0.995 | 0.0526 | 13.2 | 0.58 | 8.8 | 35.1 | 46.2 | 1089 | 1060 | 41.41 | 0.665 | 0.0365 | 0.534 | 0.814 | 0.0658 | 0.599 | Velocity area station with compound broad crested weir with central low flow notch for low flows, about 8 m wide. Cableway and weir installed in March 1968. Data prior to this is of poor quality (operational as a VA station from 17/11/1962; this data is not held by SEPA). Occasional vandalism. Bypassing may occur at the very highest flows (e.g. Dec 1994), and these may be influenced by the hump-backed bridge d/s. Housing development encroaching on right bank floodplain d/s. RATING COMMENTS:Ratings derived from current meter gaugings up to 1.5 m (about 0.9 QMED), simple extrapolation beyond. | Geology is mostly coal measures with intrusive basalt and substantial drift. Altitudes: 107mAOD (max), 68mAOD (min). Much of the catchment is agricultural in character but urban development in the north has been rapid (Cumbernauld). There are no controlled storages but significant local depressions and boggy areas. Hydrometric Register BFI=0.40. ARTIFICIAL INFLUENCES:Natural catchment, though minor influences at low flows from open cast mining. The deep coal mines were closed prior to station opening. CATCHMENT CHANGES:Urbanisation of Cumbernauld | No comment | No comment
84023 | Bothlin Burn | Auchengeich | 35.7 | 2680 | 6717 | YES | YES | GB | 267800 | 671600 | 268858 | 668532 | 34.85 | 84 | 309 | 0.02 | 0.313 | 9.24 | 38.4 | 0.912 | 0.1365 | 15.99 | 0.58 | 8.6 | 32 | 43 | 1029 | 1002 | 39.72 | 0.67 | 0.0746 | 0.977 | 0.828 | 0.094 | 0.963 | Crump (triangular profile) single-crested weir. Flow contained over the full range. There is some siltation behind the weir. RATING COMMENTS:Theoretical rating confirmed by low flow gaugings to 0.18m (about 0.11 QMED). | Geology is Scottish Carboniferous limestone, overlain with drift. Altitudes: 220mAOD (max), 56mAOD (min). A small undulating catchment, containing three old mining villages and located on Glasgow green belt. Land use is pasture, wetland and some lochs. Hydrometric Register BFI=0.50. ARTIFICIAL INFLUENCES:Sensibly natural regime but motorway M73 runoff and sewage treatment works effluent may influence flow pattern. CATCHMENT CHANGES:Building of the M73 and M80 motorway (1970s). | No comment | No comment
84026 | Allander Water | Milngavie | 32.8 | 2558 | 6738 | YES | NO | GB | 255800 | 673750 | 251779 | 677542 | 30.36 | 188 | 109 | 0.35 | 0.369 | 7.9 | 101.3 | 0.896 | 0.0501 | 15.7 | 0.61 | 10.1 | 39.8 | 54.4 | 1424 | 1391 | 44.21 | 0.878 | 0.0376 | 0.238 | 0.903 | 0.0404 | 0.252 | Velocity area station, about 8m wide. Station has flat V triangular profile weir for low flow control (installed 1973). Operated by SDD as a level-only station from 1960's until SEPA took over on 01/11/1972. RATING COMMENTS:Rating derived from current meter gaugings up to 1.1m (about 0.35QMED), simple extrapolation beyond. | Carboniferous formations (basaltic lava and Scottish Carboniferous limestone predominate) with some drift. Altitudes: 401mAOD (max), 33mAOD (min). Hilly catchment with rough grazing as the main land use, with some afforestation (10%) and urban development (Milngavie). Hydrometric Register BFI= 0.35. ARTIFICIAL INFLUENCES:The catchment contains a number of natural and artificial storages and provides public water supply but the flow regime remains responsive. CATCHMENT CHANGES:No significant changes known. | With caution - spot gaugings only up to about a third of QMED | Spot gaugings are much lower than QMED, and bankfull close to QMED
86001 | Little Eachaig | Dalinlongart | 30.8 | 2143 | 6821 | YES | NO | GB | 214250 | 682050 | 211516 | 681123 | 31.84 | 274 | 69 | 0.11 | 0.393 | 5.1 | 277.6 | 1 | 0.027 | 9.94 | 0.71 | 11.9 | 55.5 | 75.5 | 2340 | 2362 | 47.17 | -9.999 | 0 | -9.999 | -9.999 | 0.0005 | -9.999 | Velocity-area station, about 17m wide, with compound artificial low flow control (low flow notch, broad-crested flanks). At high flows weir is drowned and control is natural channel. Cableway on site until 1988. To date all flows contained. RATING COMMENTS:Ratings derived using meter gaugings up to 0.8m (about 0.3QMED), simple extrapolation beyond. Based on cableway spot gaugings up to 1988. | Geology mainly ancient metamorphic formations and some drift. Altitudes: 611mAOD (max), 10mAOD (min). A compact, steep and wet catchment with mountainous headwaters, often snowy in winter. Land use mainly moorland, with commercial forestry (40%). Minimal floodplains. Very responsive flow regime. Hydrometric Register BFI= 0.22. ARTIFICIAL INFLUENCES:Natural flow regime but catchwaters divert a small runoff volume to Loch Tarsan. There are also some minor industrial and agricultural abstractions. CATCHMENT CHANGES:No significant changes known, however ongoing forestry operations in catchment. | With some caution. | Spot gaugings only up to about a third of QMED. Higher spot gaugings required to confirm extrapolated rating,
89004 | Strae | Glen Strae | 36.2 | 2155 | 7290 | YES | YES | GB | 214650 | 729400 | 218044 | 733253 | 37.38 | 345 | 232 | 0.08 | 0.362 | 7.2 | 324.4 | 0.995 | 0.0468 | 13.8 | 0.79 | 12.7 | 65.1 | 95 | 2766 | 2928 | 52.02 | -9.999 | 0 | -9.999 | -9.999 | 0 | -9.999 | Compound broad crested spillway weir, about 8m wide. Initially installed as part of Loch Awe hydro-electric power programme. To date all flows contained. Rocks which stand above bed level immediately d/s of the weir are likely to result in rapid drowning of the weir in floods. The nominal 'normal maximum' flood is 144.7cumecs. RATING COMMENTS:Low flow ratings derived using meter gaugings up to 0.7m (about 0.2QMED). Medium to high flow rating taken from theoretical rating inherited from HEP (which was the first edition rating for the site). | Predominantly Dalradian metamorphics with local occurrences of Dalradian limestone. Maximum altitude 989mAOD. Mountainous headwaters often snowy in winter. Land use of rough grazing, moorland and some forestry (10%). A linear catchment draining to Loch Awe. Flashy response. Hydrometric Register BFI=0.24. ARTIFICIAL INFLUENCES:Generally natural regime. Possibly some water abstraction. CATCHMENT CHANGES:No significant changes known. | No comment | No comment
203046 | Rathmore Burn | Rathmore Bridge | 22.5 | 3197 | 3855 | YES | YES | Ireland | 319750 | 385350 | 319308 | 389735 | 22.51 | 150 | 197 | 0.45 | 0.43 | 6.46 | 57.8 | 1 | 0.0726 | 11.18 | 0.52 | 10.2 | 35 | 45.3 | 1043 | 1064 | 36.88 | -9.999 | 0 | -9.999 | -9.999 | 0 | -9.999 | Velocity-area station with level recorded by Orpheus pressure transducer. RATING COMMENTS:The rating is derived from current meter gaugings carried out from wooden bridge. Simple extrapolation occurs beyond 2.28m (highest gauged level). More high flow gaugings would be useful, as there are no gaugings above QMED. | Solid geology - the area is underlain predominantly by Palaeogene basalt and rhyolite lava flows. Drift geology - extensive glacial till with an area of lacustrine clay. Limited rock near surface and post-glacial peat cover on high ground with restricted development of river alluvium in valleys. ARTIFICIAL INFLUENCES:Lake Dunadry and minor abstractions upstream. CATCHMENT CHANGES:No information available | Gaugings agree well with rating at lower flows. Athough does not meet numerical criteria, QMED estimates are likely to be reasonable. | Measuring authority consider extrapolation of rating at high flows valid, as very minimal floodplain flow.
203049 | Clady | Clady Bridge | 29.4 | 3200 | 3837 | YES | NO | Ireland | 319950 | 383750 | 324899 | 380192 | 29.38 | 193 | 290 | 0.47 | 0.367 | 8 | 58.1 | 1 | 0.0599 | 14.28 | 0.52 | 10.7 | 36.6 | 49.2 | 1079 | 1066 | 40.55 | -9.999 | 0 | -9.999 | -9.999 | 0 | -9.999 | Velocity-area station with wooden hut, metal bridge (no cableway). Constructed 1978. Thales shaft encoder and logger, with chart backup. Very high flows go out of bank. RATING COMMENTS:The rating is derived from current meter gaugings. Simple extrapolation occurs beyond 1.22m (highest gauged level). More high flow gaugings would be useful, as there are no gaugings above QMED. | Natural catchment - no drainage works or urbanisation. Bed has changed over years, but not so much at station. Solid geology - the area is underlain predominantly by Palaeogene basalt and rhyolite lava flows. Drift geology - extensive glacial till with an area of lacustrine clay. Limited rock near surface and post-glacial peat cover on high ground with restricted development of river alluvium in valleys. ARTIFICIAL INFLUENCES:No information available CATCHMENT CHANGES:No information available | Reasonably well gauged (max gauging at 1.23m depth). | Bridge and embankment located downstream which may inhibit out of bank flows and cause a backwater effect not captured by gaugings and simple extrapolation of the rating.
205034 | Woodburn | Control | 5.74 | 3373 | 3900 | YES | NO | Ireland | 337300 | 390050 | 337255 | 391528 | 5.74 | 242 | 174 | 0.29 | 0.41 | 2.17 | 53.9 | 0.901 | 0.0514 | 4.38 | 0.52 | 10.9 | 39.8 | 52.4 | 1177 | 1207 | 33.84 | -9.999 | 0 | -9.999 | -9.999 | 0 | -9.999 | Lined rectangular concrete channel with thin plate 90 degree V notch weir. Station located downstream of concrete channel connecting two reservoirs. Catchment water flows under this channel in concrete pipe. Catchment area taken as upstream of reservoir connecting channel. A1 rating in FSR. RATING COMMENTS:Theoretical calibration for thin plate weir. Flows (1961 -1970) did not exceed weirâ€™s capacity. | Nominal area - 0.147 km2 ARTIFICIAL INFLUENCES:No information available CATCHMENT CHANGES:No information available | No information on the rating or check gaugings available. Station was given an A1 rating by FSR. | Small catchment <0.5 km2, not suitable for pooling
205101 | Blackstaff | Eason's | 13.15 | 3318 | 3724 | YES | NO | Ireland | 331750 | 372400 | 330600 | 371157 | 14.15 | 53 | 67 | 0.28 | 0.414 | 2.95 | 54.2 | 0.997 | 0.1657 | 5.59 | 0.52 | 9.8 | 36.1 | 49.1 | 990 | 990 | 36.71 | -9.999 | 0.1964 | 0.936 | 0.925 | 0.4192 | 0.872 | Velocity-area station with metal shelter and OTT pneumatic gauge, and Thales logger with telemetry. 100m upstream of a road bridge. Station originally installed 1976, which included the Ballymurphy sub-catchment, but was moved slightly upstream to upstream of an existing small weir when the Ballymurphy Stream was diverted in approximately 1978. Sometimes blockages at a grille hundreds of metres downstream have affected levels. Now replaced by a new station, the Fire Authority, at the next road bridge upstream. RATING COMMENTS:High flow rating from current meter gaugings. Simple extrapolation beyond 1.24m (max gauging). Recent gaugings have allowed calibration of upper end of rating. Low flows gauged by wading; high flows off bridge (difficult due to flashy response). | Solid geology - south-eastern half underlain by permeable Triassic sandstone (Sherwood) that is overlain in turn by impermeable Triassic mudstone (Mercia) and Jurassic mudstone. Thin Cretaceous chalk is indurated and overlain by Palaeogene basalt lava flows. Drift geology - glacial till covers much of the area with extensive sand and gravel, estuarine clay (sleech) and river alluvium at the southern end of the catchment. Flashy response. ARTIFICIAL INFLUENCES:River is culverted immediately downstream of the Eason's site where it flows through a series of industrial units, predominantly car garages and showrooms. CATCHMENT CHANGES:No information available | Station now closed but maximum gauged flow was 0.8 times the QMED. Station is fully contained and the rating gives a good fit for the check gaugings. | Does not meet numerical criteria for pooling suitability. Although all flows contained significant scatter in gaugings makes extrapolation unreliable.
206004 | Bessbrook | Carnbane | 34.8 | 3074 | 3293 | YES | NO | Ireland | 307400 | 329250 | 304216 | 327766 | 34.76 | 133 | 69 | 0.21 | 0.584 | 6.68 | 97.3 | 0.917 | 0.0441 | 15.03 | 0.53 | 10.1 | 38.2 | 50 | 1055 | 1064 | 21.63 | -9.999 | 0.0463 | 0.586 | 0.665 | 0.0204 | 0.63 | Opened in 1983 because of Newry flooding problem. Logger/recorder has been in four different places in the vicinity of the bridge (for various reasons, e.g. bridge re-built in around 1999), and is now an Orpheus pressure transducer on the LHS downstream face of the bridge. RATING COMMENTS:Rating derived from current meter gaugings. Simple extrapolation beyond 1.7m (max gauged level). Needs more medium/high flow gaugings. Low flows gauged by wading, high flow gauging can be carried out from the bridge if staff are harnessed for safety. | Solid geology - area underlain by indurated Silurian greywacke sandstones and shales and Lower Palaeozoic granodiorite. Drift geology - rock near surface, drumlinised glacial till, peat and limited river alluvium. ARTIFICIAL INFLUENCES:The old bridge may have caused some backing up in flood flows, because since the bridge was enlarged the flooding upstream of the bridge appears to have been reduced. CATCHMENT CHANGES:No information available | Station contained at QMED. Current gaugings just meet numerical criteria for QMED. | Max gauging (1987) relates to previous rating. Current gaugings just meet numerical criteria for QMED. Issues with rating for pre 2003 data have lead to this station being classified as not suitable fo pooling.
206006 | Annalong | Recorder | 13.8 | 3349 | 3232 | YES | YES | Ireland | 334800 | 323350 | 333868 | 325317 | 13.66 | 392 | 148 | 0.28 | 0.336 | 3.2 | 275.8 | 0.98 | 0.0236 | 6.69 | 0.53 | 11.7 | 61.7 | 77.3 | 1720 | 1579 | 51.75 | -9.999 | 0 | -9.999 | -9.999 | 0 | -9.999 | Station opened in February 1895. Weir consisted of a steel plate with end contractions and a rectangular notch to accommodate low flows. Weir has been classified as good with an A2 grade given in the FSR. RATING COMMENTS:The rating for this station is not available but it is thought that the discharge measurements are probably theoretical. | The catchment lies within the quartzose granites of the Mourne Complex. The Annalong Valley has deep deposits of glacial silts, sands, gravels and boulders. ARTIFICIAL INFLUENCES:No information available CATCHMENT CHANGES:No information available | No information on rating or gaugings, flows provided by Belfast Water commissioners. Station was given an A2 rating in FSR, implying a high quality rating. | In the absence of any data relating to gaugings or containment of flows the station has been recommended for pooling given its representative growth curve.

## Group 2
[7 empty] | Suitabilities |  |  | Outlet Co-ordinates |  | Centroid Co-ordinates |  | Descriptors | [16 empty] | Urbanisation - 1990 version |  |  | Urbanisation - 2000 version |  |  | Station comments
SiteID | River | Location | Nom Area | Nom East | Nom North | NFRA | QMED | POOLING | Grid | Easting | Northing | Easting | Northing | AREA | ALTBAR | ASPBAR | ASPVAR | BFIHOST | DPLBAR | DPSBAR | FARL | FPEXT | LDP | PROPWET | RMED-1H | RMED-1D | RMED-2D | SAAR | SAAR4170 | SPRHOST | URBCONC | URBEXT | URBLOC | URBCONC | URBEXT | URBLOC | Station | Catchment | QMED Suitability | Pooling Suitability
4009 | Peffery | Strathpeffer STW | 15.89 | 2492 | 8586 | NFRA | YES | NO | GB | 249250 | 858650 | 247705 | 860522 | 15.89 | 231 | 167 | 0.32 | 0.487 | 3.66 | 152.4 | 0.973 | 0.0378 | 9.3 | 0.74 | 8.4 | 36.9 | 51.4 | 1060 | 1070 | 41.53 | 0.522 | 0.0108 | 0.411 | 0.634 | 0.0085 | 0.458 | Flat V Crump weir with cableway for high flow calibration. Floodbanks contain >MAF. Significant shrub/tree colonisation of channel banks. Previously, limited range secondary VA station (for pollution investigation); 2m wide controlled by Armco culvert, gauged by wading. Floods fields on lhb d/s of culvert. Natural catchment apart from diversion of sewage effluent (outside the catchment) when flows fall below a trigger threshold; runoff is appreciably reduced. A secondary weir was constructed approx 15 m downstream of the main weir in June 2013, in order to maintain levels on main weir apron and allow easier fish passage | Upper catchment forested, underlain by impermeable Prec-Cambrain rocks. Lower catchment mainly arable and pasture underlain by Lower and Middle Old Red Sandstone with Quaternary coastal and river alluvium in valley floor. Strathpeffer (Spa) is a short distance u/s.
7009 | Mosset Burn | Wardend Bridge | 28.3 | 3039 | 8558 | NFRA | YES | NO | GB | 303950 | 855850 | 303990 | 850878 | 28.3 | 192 | 332 | 0.54 | 0.606 | 8.03 | 61.3 | 0.998 | 0.0601 | 13.4 | 0.42 | 9.2 | 37.7 | 48.8 | 803 | 850 | 33.74 | -999999 | 0 | -999999 | -999999 | 0 | -999999 | VA station used as flood warning station for the town of Forres (3 km d/s); Mosset Burn lies between Findhorn and Lossie and enters the sea at Findhorn Bay. High flows gauged from bridge where station is located. Abstractions for spray irrigation can influence flows. | Small, compact, low-lying catchment. Mix of ~80% impermeable/20% permeable bedrock, with complete cover of superficial deposits (half permeable). Sparsely populated. Land use is primarily forest (~50%) and a little open moorland.
13017 | Colliston Burn | Colliston | 8.4 | 3609 | 7466 | NFRA | YES | NO | GB | 360900 | 746650 | 358682 | 746266 | 8.4 | 93 | 70 | 0.74 | 0.546 | 2.72 | 35.9 | 0.996 | 0.0678 | 5.62 | 0.36 | 8.2 | 36.8 | 46.5 | 750 | 783 | 45.26 | -999999 | 0 | -999999 | -999999 | 0 | -999999 | Velocity area station installed in Oct 1993 as part of flood warning scheme for Arbroath. Irrigation borehole upstream can influence low flows, e.g. summer 1994, 1996, 2005. High flows in Sept and Nov 2009 currently under review. Flows from Aug 2004 reprocessed in 2012. Tipping bucket raingauge installed at site in Oct 1994. | Bedrock ORS, a locally important aquifer, with Boulder Clay cover. Low lying catchment of subdued relief supporting agriculture. Entirely rural.
33065 | Hiz | Hitchin | 12 | 5185 | 2289 | NFRA | YES | NO | GB | 518500 | 228950 | 516086 | 227732 | 12 | 107 | 54 | 0.39 | 0.968 | 3.71 | 58 | 1 | 0.0475 | 7.36 | 0.3 | 10.5 | 29.7 | 36.3 | 621 | 648 | 5.11 | 0.584 | 0.0316 | 0.487 | 0.905 | 0.0342 | 0.541 | Old concrete weir with crest reshaped by steel beam to form compound Crump profile, 6.2m wide; central notch 1m wide, 0.14m deep. Substantial abstractions for PWS. High baseflow - groundwater catchment area is less than the topographical area, resulting in notably low mean runoff. | Small spring fed stream flowing through Hitchin market place. Geology - predominantly Chalk catchment with small amounts of sand, gravel and clay. Land use: 90% arable; minor urban development.
38012 | Stevenage Brook | Bragbury Park | 35.11 | 5274 | 2211 | NFRA | YES | NO | GB | 527450 | 221150 | 524775 | 223139 | 35.11 | 105 | 124 | 0.18 | 0.663 | 5.41 | 31.7 | 0.968 | 0.0639 | 11.78 | 0.3 | 10.7 | 30.5 | 38 | 634 | 631 | 31.1 | 0.744 | 0.1837 | 1.086 | 0.896 | 0.2806 | 1.092 | Flat V weir - 2.75m wide; constructed in 1974 to supersede the original broad-crested weir operated by Stevenage Development Corporation - flow records prior to 1974 are sporadic and of poor quality. The Flat V weir remains modular up to 4.1 cumecs; higher floods uncorrected (including notable Nov. 2003 peak). Gw abstractions significantly reduce runoff and the release of water from flood storage lagoons can influence the flashy flow regime. | A Chalk catchment now largely urbanised
39017 | Ray | Grendon Underwood | 21.15 | 4680 | 2211 | NFRA | YES | NO | GB | 468050 | 221100 | 470669 | 222038 | 21.15 | 89 | 246 | 0.25 | 0.238 | 4.55 | 28 | 0.982 | 0.1584 | 8.76 | 0.32 | 10.1 | 32.5 | 39.1 | 622 | 650 | 51.65 | 0.354 | 0.006 | 1.227 | -999999 | 0.0037 | -999999 | Flat V replaced (in 1999) a trapezoidal critical-depth flume (capacity increased after 1964 flood) in a 6.5m wide channel. Data from 1982-86 less reliable, and incomplete; some data loss during 1999 rebuild. Restriction caused by d/s culvert causes drowning, weir likely to become non-modular below structurefull. By-passing observed in exceptional floods but not measured. Operated as an experimental basin by IH until 1987, then Thames Water, now operated by EA. Negligible artificial disturbance to the very responsive flow regime - representative catchment, important in national network terms. | Relatively flat, impermeable (Oxford Clay) catchment largely given over to agriculture.
39054 | Mole | Gatwick Airport | 32.33 | 5260 | 1398 | NFRA | YES | NO | GB | 526000 | 139800 | 523535 | 136000 | 32.33 | 88 | 15 | 0.32 | 0.437 | 6.6 | 33.5 | 0.943 | 0.1719 | 11.21 | 0.36 | 11.7 | 35.8 | 47.4 | 816 | 829 | 40.94 | 0.757 | 0.0878 | 0.873 | 0.885 | 0.1399 | 0.878 | Four-path ultrasonic gauging station with look-up table rating for flows below the lowest sensors; some early reliability problems noted. Replaced (in 2005) earlier station 200 metres downstream: Rectangular flume (2.74m broad) in culvert below airport runway plus Crump weir in new overflow channel (built in 1984, and appears to influence the homogeneity of the flow record). Full range station but data under review. Ran dry for the first time in summer of 1995. Very limited disturbance to the responsive, natural flow regime (Gatwick Airport is not in the catchment); small net export of water. Work underway to resolve problems with site in 2009. | Impervious (Weald Clay) catchment; mostly rural but heavy urban development in the eastern third.
39082 | Graveney | Longley Road | 4.93 | 5278 | 1705 | None | YES | NO | GB | 527850 | 170550 | 530299 | 168506 | 4.93 | 37 | 298 | 0.61 | 0.48 | 3.91 | 13.8 | 1 | 0.2299 | 9.27 | 0.29 | 10.6 | 32.5 | 41 | 630 | 617 | 35.25 | 0.926 | 0.5748 | 1.117 | 0.953 | 0.811 | 1.057
39126 | Red | Redbourne | 22.31 | 5104 | 2117 | NFRA | YES | NO | GB | 510450 | 211750 | 507367 | 211247 | 22.31 | 136 | 102 | 0.33 | 0.643 | 4.65 | 30.1 | 0.993 | 0.0576 | 9.14 | 0.3 | 10.6 | 31.6 | 38.3 | 702 | 702 | 35.39 | 0.791 | 0.0765 | 0.901 | 0.9 | 0.0909 | 0.931 | Flat-V weir (4.0m wide) which frequently drowns. U/s and d/s measurements are routinely made. D/s reach regularly maintained by dredging which improves modularity. Gauging station initially constructed to monitor low flows. Flow data for Feb 1995 unreliable due to weed growth. Groundwater-fed ephemeral stream (but can be responsive). | A predominantly rural catchment on the dip-slope of the Chilterns (Chalk); land-use is mainly arable/pasture; some urban development.
39135 | Quaggy River | Chinbrook Meadows | 14.5 | 5410 | 1719 | NFRA | YES | NO | GB | 541000 | 171950 | 543384 | 168487 | 14.5 | 81 | 345 | 0.22 | 0.715 | 5.78 | 43.2 | 0.998 | 0.0526 | 12.35 | 0.27 | 11.3 | 34.4 | 43.9 | 674 | 683 | 24 | 0.801 | 0.2799 | 0.989 | 0.882 | 0.365 | 1.017 | Flat V weir installed 2002 (large fall d/s implies full modular range); replaced (with marginal increase in catchment area) rectangular critical depth flume (flood walls added May 1982) 220m u/s. Original station subject to considerable gravel accretion. Sensibly continuous flow record. Responsive regime. No significant artificial influences. | Geology London Clay, also Reading/Woolwich Beds. A linear urban/suburban catchment in south London.
39832 | Wandle | Carshalton | 0.9 | 5279 | 1647 | None | YES | NO | GB | 527900 | 164750 | 527779 | 163581 | 0.9 | 65 | 356 | 0.75 | 0.855 | 1.44 | 33.8 | 1 | 0.0418 | 2.82 | 0.29 | 10.5 | 33.8 | 41.5 | 668 | 657 | 11.17 | 0.87 | 0.4791 | 0.929 | 0.946 | 0.6086 | 0.925
40021 | Hexden Channel | Hopemill Bridge Sandhurst | 32.06 | 5813 | 1290 | NFRA | YES | NO | GB | 581300 | 129000 | 577155 | 131656 | 32.06 | 65 | 134 | 0.22 | 0.406 | 6.99 | 76 | 1 | 0.0347 | 12.79 | 0.35 | 11.9 | 36.4 | 48.4 | 778 | 778 | 43.92 | 0.482 | 0.0075 | 1.064 | 0.724 | 0.0126 | 1.008 | Trapezoidal critical depth flume. Structure capacity 2.25 cumecs, channel capacity is considerably greater but bypassing on left bank. Few check gaugings available. Some truncation of peaks at ~5-7 cumecs. December 2003 peak flow under review. | A relatively narrow catchment trending SE from headwaters in the High Weald (source is in Bedgebury Forest). Rural land use - about 20% woodland - developed on Wadhurst Clay (about 50%) and the overlying Tunbridge Wells Sands.
41021 | Clayhill Stream | Old Ship | 7.1 | 5448 | 1153 | NFRA | YES | NO | GB | 544850 | 115300 | 546595 | 114656 | 7.1 | 21 | 252 | 0.24 | 0.252 | 2.89 | 27.2 | 1 | 0.0509 | 6.55 | 0.34 | 11.4 | 35.3 | 45.8 | 805 | 804 | 48.3 | -999999 | 0 | -999999 | -999999 | 0 | -999999 | Crump profile weir (crest: 3.0m broad) with crest tapping - structure drowns at around 2 cumecs. Insensitive at low flows (algal growth on crest can influence stage). Theoretical rating. Possible bypassing at notably high flows. Some (sporadic) early flow data available (at Southern Water) from 1955. Ephemeral river; zero flows common in dry years. | The Clayhill stream is ephemeral and drains an impervious (Weald Clay) catchment. Land use: almost exclusively rural with considerable woodland and scattered settlements.
52026 | Alham | Higher Alham | 4.9 | 3679 | 1409 | NFRA | YES | NO | GB | 367950 | 140900 | 367692 | 141778 | 4.9 | 167 | 180 | 0.26 | 0.61 | 1.53 | 90 | 1 | 0.0071 | 3.11 | 0.37 | 11.1 | 37.3 | 48.6 | 1006 | 1024 | 30.51 | -999999 | 0 | -999999 | -999999 | 0.0041 | -999999 | Standard Flat V weir, 2.5m wide, 1:10 cross-slope. Station opened in June 1982 to investigate the effects on groundwater due to quarrying. Low flow control, structure drowns out at 0.3m. Some flows in 1984 and 1986 suspect due to sticking chart recorder, flows in 1985 missing due to chart recorder failure; replaced at end of 1986. Relatively high mean annual runoff suggests contributing area is greater than the topographic catchment area. | Predominantly limestone geology. Land use: pasture.
64011 | Cerist | Llawr Cae | 5.35 | 2819 | 3163 | None | YES | NO | GB | 281950 | 316300 | 280805 | 315666 | 5.35 | 419 | 66 | 0.22 | 0.459 | 2 | 433.3 | 1 | 0.0037 | 4.11 | 0.66 | 12.4 | 66.9 | 84.9 | 2159 | 2333 | 42.06 | -999999 | 0 | -999999 | -999999 | 0 | -999999
69042 | Ding Brook | Naden Reservoir | 2.18 | 3850 | 4174 | NFRA | YES | NO | GB | 385000 | 417450 | 384656 | 418433 | 2.18 | 417 | 161 | 0.69 | 0.401 | 1.29 | 139.9 | 1 | 0.0138 | 2.36 | 0.57 | 11.9 | 43.1 | 61.6 | 1488 | 1368 | 41.98 | -999999 | 0 | -999999 | -999999 | 0 | -999999 | Compound rectangular thin plate weir (crest lengths 0.5, 2.48, 7.76m) on an inflow stream to the reservoir. Effective record starts 13/7/82 following fitting of new crest plates. Leaking as of 2002. Steep approach channel with gravel trap; check gauging difficult. All flows contained, fully modular. Theoretical calibration. Natural catchment. | High relief moorland catchment on Coal Measures overlain by peat. Rough grass, bracken, scrub and heather; sheep grazing. Disused quarry high up the catchment.
80005 | Dargall Lane | Loch Dee | 2.07 | 2450 | 5787 | NFRA | YES | NO | GB | 245050 | 578700 | 244780 | 577606 | 2.07 | 474 | 0 | 0.54 | 0.355 | 1.64 | 307.5 | 1 | 0.023 | 2.61 | 0.69 | 15 | 74.3 | 100.9 | 2435 | 2171 | 54.92 | -999999 | 0 | -999999 | -999999 | 0 | -999999 | Velocity-area station; natural river section with boulder control. Reasonable approach, gauged by wading. Freezing of stilling well is evident in hydrograph for Jan, Nov, Dec 2010 (when the burn itself was noted to be frozen). Natural flow regime (note: true rainfall may be underestimated). | Very wet catchment. High relief moorland catchment. Impermeable bedrock (large granitic component) with some Boulder Clay cover on lower slopes.
84029 | Cander Water | Candermill | 25.5 | 2764 | 6470 | NFRA | YES | NO | GB | 276400 | 647000 | 276960 | 643515 | 25.5 | 198 | 19 | 0.36 | 0.399 | 5.86 | 52.9 | 0.985 | 0.0419 | 11.42 | 0.58 | 8.6 | 32.3 | 43.6 | 1033 | 1099 | 41.72 | 0.693 | 0.0117 | 0.702 | 0.85 | 0.0165 | 0.694 | Non-standard Flat V and broad-crested control, no wing walls; current meter calibration. Flood flows spill onto banks. High flow rating under review following road works involving the rb. Responsive flow regime. New rating from 30/07/2002 following July 2002 storm event that redefined channel. | Small, northward draining, rural catchment developed on productive Coal Measures, with ORS (Greywacke Conglomerate) occurring on some hills. Boulder Clay and terrace gravels along the Cander Water. Quarrying activity in S. of catchment.
101005 | Eastern Yar | Budbridge | 24.28 | 4530 | 834 | NFRA | YES | NO | GB | 453050 | 83450 | 451772 | 79476 | 24.28 | 92 | 31 | 0.12 | 0.707 | 6.53 | 87.1 | 0.996 | 0.0458 | 11.69 | 0.33 | 9.3 | 33 | 44.9 | 841 | 916 | 26.78 | 0.459 | 0.0149 | 0.738 | 0.694 | 0.0193 | 0.886 | Flat V weir, cross-slope 1:10, 2.98m wide. Limited head for extended periods. Runoff reduced by surface and groundwater abstractions; also regularly subject to weed growth. From 1988, low flows augmented as part of the Isle of Wight Conjunctive Use Scheme. | The Eastern Yar rises on the Chalk of St. Catherine's Down, below the permeable headwaters Upper Greensand and Gault Clay dominate. Very rural, Godshill is the main settlement.
Aylesford Stream | Old MILL Stream Tributary East Stour | Aylesford Stream | 17.96 | 6023 | 1412 |  | NO | NO | GB | 602350 | 141250 | 606573 | 141709 | 17.96 | 72 | 257 | 0.31 | 0.686 | 6 | 38.3 | 0.991 | 0.0922 | 10.29 | 0.34 | 11.9 | 33.3 | 44.3 | 753 | 781 | 26.66 | 0.542 | 0.0265 | 0.489 | 0.798 | 0.0369 | 0.401
Beaminster | River Brit | Beaminster Rl | 9.69 | 3480 | 1011 | None | YES | NO | GB | 348000 | 101100 | 348626 | 102080 | 9.69 | 127 | 205 | 0.47 | 0.453 | 2.16 | 114.8 | 0.985 | 0.0177 | 3.79 | 0.38 | 11.4 | 42.3 | 53.2 | 992 | 1049 | 42.28 | 0.686 | 0.0223 | 0.356 | 0.727 | 0.0459 | 0.398
Boscastle | Valency | Boscastle Anderton Ford | 5.53 | 2141 | 911 | None | YES | NO | GB | 214150 | 91150 | 214919 | 90465 | 5.53 | 223 | 325 | 0.41 | 0.534 | 1.7 | 76.5 | 1 | 0.0063 | 3.41 | 0.46 | 12.1 | 39.6 | 54.5 | 1327 | 1280 | 37.41 | -999999 | 0.0045 | -999999 | 0.605 | 0.0106 | 0.782
clapgate | Moor Beck | Moor Beck Clapgate Farm | 7.1 | 4966 | 4111 | None | YES | NO | GB | 496650 | 411100 | 495664 | 409437 | 7.1 | 39 | 76 | 0.6 | 0.797 | 3.19 | 25 | 0.984 | 0.0863 | 6.17 | 0.26 | 11.3 | 31 | 39 | 637 | 612 | 20.07 | 0.797 | 0.0581 | 1.127 | 0.846 | 0.0798 | 1.086
Cradlebridge | Cradlebridge Sewer | Cradlebridge | 5.8 | 5949 | 1337 |  | YES | NO | GB | 594950 | 133700 | 594307 | 134853 | 5.8 | 28 | 172 | 0.46 | 0.248 | 2.23 | 36.7 | 1 | 0.0953 | 4.28 | 0.34 | 11.8 | 34.8 | 43.2 | 712 | 697 | 48.58 | 0.333 | 0.0129 | 0.865 | 0.691 | 0.0213 | 0.831
Feckenham | Bow Brook | Feckenham | 22.44 | 4005 | 2611 | None | YES | NO | GB | 400500 | 261150 | 401731 | 264886 | 22.44 | 113 | 207 | 0.31 | 0.365 | 6.06 | 52.1 | 0.98 | 0.0491 | 11.33 | 0.28 | 10.6 | 32.2 | 40.8 | 690 | 703 | 40.58 | 0.803 | 0.0739 | 1.148 | 0.892 | 0.0837 | 1.142
Idless | Allen (Truro) | Idless | 24.48 | 1823 | 473 | None | YES | NO | GB | 182300 | 47300 | 182153 | 50118 | 24.48 | 79 | 168 | 0.15 | 0.616 | 4.12 | 86.5 | 1 | 0.0198 | 7.91 | 0.45 | 11.2 | 36.7 | 49.7 | 1081 | 1104 | 32.13 | 0.5 | 0.006 | 1.129 | 0.651 | 0.0055 | 1.229
Luxulyan | Par River | Luxulyan | 25.75 | 2043 | 582 | None | YES | NO | GB | 204350 | 58200 | 201383 | 59731 | 25.75 | 159 | 53 | 0.33 | 0.541 | 5.01 | 54.7 | 0.972 | 0.1169 | 9.44 | 0.45 | 11.9 | 43.9 | 59.3 | 1385 | 1340 | 30.39 | 0.619 | 0.0299 | 1.01 | 0.688 | 0.0312 | 1.168
Molingey | St Austell River | Molingey | 30.25 | 2007 | 495 | None | YES | NO | GB | 200700 | 49500 | 200235 | 53211 | 30.25 | 137 | 152 | 0.27 | 0.601 | 5.19 | 111 | 0.961 | 0.0343 | 10.52 | 0.45 | 11.4 | 42.1 | 56.6 | 1272 | 1297 | 30.49 | 0.741 | 0.0693 | 0.842 | 0.802 | 0.0734 | 0.843
Port Isaac | Coastal Stream | Port Isaac | 2.77 | 1998 | 804 | None | YES | NO | GB | 199800 | 80400 | 200358 | 79427 | 2.77 | 92 | 348 | 0.34 | 0.503 | 1.5 | 135.3 | 1 | 0.0027 | 2.56 | 0.45 | 11.3 | 31.7 | 46 | 999 | 988 | 38.57 | 0.474 | 0.0104 | 0.916 | 0.5 | 0.0144 | 1.238
prittlewell | Prittlewell Brook | Prittlewell | 6.36 | 5833 | 1870 | None | YES | NO | GB | 583300 | 187000 | 581146 | 187860 | 6.36 | 63 | 96 | 0.37 | 0.38 | 2.97 | 28.4 | 1 | 0.0543 | 5.6 | 0.22 | 12.4 | 30.9 | 37.4 | 559 | 574 | 43.08 | 0.856 | 0.2023 | 1.086 | 0.927 | 0.3264 | 1.123
South Newbold | Ings Beck | South Newbald | 14.2 | 4909 | 4361 | None | YES | NO | GB | 490950 | 436100 | 493427 | 436989 | 14.2 | 107 | 287 | 0.16 | 0.985 | 3.99 | 73.7 | 1 | 0.0083 | 6.67 | 0.26 | 11.7 | 31.9 | 40.9 | 704 | 725 | 3.27 | 0.637 | 0.0063 | 0.188 | 0.693 | 0.0094 | 0.238
Spixworth | Spixworth Beck | Spixworth | 21.37 | 6237 | 3164 | None | YES | NO | GB | 623750 | 316450 | 619872 | 315949 | 21.37 | 27 | 65 | 0.27 | 0.744 | 5.25 | 14.8 | 0.996 | 0.1315 | 10.13 | 0.29 | 11.3 | 27.3 | 35.1 | 622 | 644 | 21.72 | 0.653 | 0.027 | 0.953 | 0.763 | 0.039 | 1.021