## Cover Sheet
Power stations in the United Kingdom
This spreadsheet forms part of the Accredited Official Statistics publication The Digest of UK Energy Statistics (DUKES) produced by the Department for Energy Security & Net Zero (DESNZ). The data presented is the UK power stations in the United Kingdom; annual data are published in arrears in megawatts (MW).
Publication dates
These data were published on Thursday 30th July 2026 The next publication date is Thursday 29th July 2027
Data period
This spreadsheet contains annual data including new data as at May 2026.
Revisions
The revisions period is 2017 to 2024 Revisions are due to updates from data suppliers or the receipt of data replacing estimates unless otherwise stated.
Further information
The data tables and accompanying cover sheet, contents, and notes have been edited to meet legal accessibility regulations To provide feedback please contact
energy.stats@energysecurity.gov.uk
Some cells in the tables refer to notes which can be found in the notes worksheet Note markers are presented in square brackets, for example [Note 1]
Time periods used in this workbook refer to calendar years i.e. January to December
Detailed commentary on electricity data are available in accompanying text publication (opens in a new window)
Links to additional further information in cells below
DUKES publication (opens in a new window)
Data sources and methodology for electricity statistics (opens in a new window)
Energy statistics revisions policy (opens in a new window)
Glossary and acronyms DUKES Annex B (opens in a new window)
Contact details
Statistical enquiries
Vanessa Martin
electricitystatistics@energysecurity.gov.uk
0776 757 3907
Media enquiries
newsdesk@energysecurity.gov.uk
020 7215 1000

## Contents
Contents
This worksheet contains one table
This table includes a list of worksheets in this workbook with links to those worksheets
Worksheet description | Link
Cover sheet | Cover Sheet
Contents | Contents
Notes | Notes
Summary of installed capacity of major power producer stations, other generations and interconnectors in the United Kingdom | 5.11 Summary
Full list of major power producer stations in the United Kingdom | 5.11 Full list
Major power producers thermal capacity opened, closed, converted, increased or reduced since the end of 2010 | Changed and converted stations
DUKES worksheets contain the full list of major power producer stations that were operational at the time of each annual publication. These are included for historical reference in the format that was in use at the time of publication.

## Notes
Notes
This worksheet contains one table
This table contains supplementary information supporting power stations in the United Kingdom data which are referred to in the data presented in this workbook
Note | Description
Note 1 | This list covers stations owned or operated by Major Power Producers; other power stations (including many renewable sites and auto-generators) are included in the summary table 5.11 A but not listed separately. Geographical and connection information is published as supplied by the generators and has not been verified by the Department for Energy Security and Net Zero.
Note 2 | Previously operated as Combined Cycle Gas Turbines but these stations now operate as Open Cycle Gas Turbines.
Note 3 | Site transferred from RES Group to Cubico in 2021.
Note 4 | Sites transferred from RWE to EPR in 2020.
Note 5 | Sites transferred from Lightsource BP to Greencoat Capital in 2021.
Note 6 | Sites transferred from Foresight to RES Group in 2021.
Note 7 | Total capacity is 1,840 MW but because of transmission constraints only 1,180 MW can be used at any one time.
Note 8 | Sites transferred from Drax Group to Vitol in 2021.
Note 9 | Note that these MPP totals include some sites that are operated by MPPs but are not included in the MPP survey.
Note 10 | The capacities of 'other generators' for coal, oil , natural gas and other fuels are Declared Net Capacities (DNC) rather than installed capacities.
Note 11 | The main 'other fuels' included are coke oven gas, blast furnace gas and waste products from chemical processes.
Note 12 | The UK-Belgium ‘Nemo Link’ interconnector began commissioning in mid-December 2018 and became fully operational on 31st January 2019.
Note 13 | This is made up of a main interconnector, which is usually restricted to a capacity of 300 MW in either direction, and two standby interconnectors, which each have a capacity of 120 MW.
Note 14 | The interconnector was initially built in 1970 but was damaged in 1975 and did not come back into operation until 1996.
Note 15 | Indicates CHP plant
Note 16 | Further details on interconnectors can be found in Table 5.13.
Note 17 | Reduced capacity from 1,875 MW (CCGT 1,830 MW / OCGT 45 MW) to 45 MW (OCGT) in 2011 before closing in 2013.
Note 18 | Reactor 2 with capacity of 217 MW closed on 30 June 2011, reactor 1 with capacity of 217 MW closed on 29 February 2012.
Note 19 | Reactor 2 closed on 30 April 2012, reactor 1 closed on 31 December 2015 (both with a capacity of 490 MW).
Note 20 | Partly converted to biomass. Two 660 MW units were converted to biomass, one in 2013 and 2014, before a third unit (also 660 MW) was converted to high-range co-firing (85% to <100% biomass) in 2015. A fourth unit (660 MW) was then converted in August 2018. Overall biomass capacity is now 2,640 MW.
Note 21 | Converted from coal to dedicated biomass in 2013 (at 740 MW), before reducing to 370 MW in April 2014 after a fire at one of the biomass units.
Note 22 | Operated as a CCGT at 150 MW until 2014, but has since operated as an OCGT at 99 MW.
Note 23 | Operated as a CCGT at 900 MW until 2016, but has since operated as an OCGT at 600 MW.
Note 24 | Operated as a CCGT at 360 MW until 2018, but has since operated as an OCGT at 245 MW, with the steam side being decomissionned.
Note 25 | Operated as a CCGT until March 2018, before running as an OCGT for one year. The site was then closed in March 2019.
Note 26 | Gas turbine on site sold. Currently no generating capacity.
Note 27 | Began the defuelling process in June 2021 but has not generated electricity since September 2018 due to long term maintenance outages.
Note 28 | Sites transferred from Toucan Energy to Greencoat-Hyperion in January 2024
Note 29 | The UK-Denmark ‘Viking’ interconnector became fully operational on 29th December 2023.
Note 30 | Company name is the name of the company that completes the Major Power Producer survey return. Often this will be the site owner but may be a company responsible for operation of the site.

## 5.11 Summary
5.11 Summary of installed capacity of power stations and interconnectors operational in the United Kingdom at the end of May 2026 [note 1]
This worksheet contains three tables
Some cells refer to notes which can be found on the notes worksheet
Freeze panes are active on this sheet, to turn off freeze panes select the 'view' then 'freeze panes' then 'unfreeze panes' or use [Alt W, F]
This table contains empty cells, empty cells indicate data not applicable
Table 5.11.A Grouped summary of installed capacity by fuel, MW [note 9]
Generator Type | Fuel | Installed Capacity (MW)
Major power producer | Coal | 0
Major power producer | Natural Gas | 33676
Major power producer | Sour Gas | 0
Major power producer | Diesel/Gas Oil | 1044.2
Major power producer | Nuclear | 5883
Major power producer | Biomass | 3316.316
Major power producer | Waste | 522
Major power producer | Hydro | 1466.547
Major power producer | Pumped Storage | 2900
Major power producer | Onshore Wind | 12952.5934
Major power producer | Offshore Wind | 16884.9
Major power producer | Solar | 6453.9823
Major power producer | Total | 85099.5387
Other Generators [note 10] | Coal | 0
Other Generators [note 10] | Oil | 326.1156
Other Generators [note 10] | Natural Gas | 2891.5861
Other Generators [note 10] | Biomass And Waste | 4543.8357
Other Generators [note 10] | Hydro | 444.0541
Other Generators [note 10] | Wind (Onshore) | 3933.5618
Other Generators [note 10] | Wind (Offshore) | 56.975
Other Generators [note 10] | Solar | 16311.2935
Other Generators [note 10] | Wave And Tidal | 9.17
Other Generators [note 10] | Geothermal | 3
Other Generators [note 10] | Other Fuels [note 11] | 239.0095
Other Generators [note 10] | Total | 28758.6013
All Generators | Total | 113858.14
Table 5.11.B Interconnector capacity, MW [note 16]
Interconnector | Connecting Country | Capacity (MW) | Year of first operation
Interconnecion France-Angleterre (IFA) | England-France | 2000 | 1986
North-South [note 13] [note 14] | Northern Ireland - Republic of Ireland | 540 | 1996
Moyle | Scotland - Northern Ireland | 500 | 2002
BritNed | England - Netherlands | 1000 | 2011
East-West | Wales - Republic of Ireland | 500 | 2012
NemoLink [note 12] | England - Belgium | 1000 | 2019
Interconnecion France-Angleterre 2 (IFA2) | England - France | 1000 | 2021
North Sea Link (NSL) | England - Norway | 1400 | 2021
ElecLink | England - France | 1000 | 2022
Viking [note 27] | England - Denmark | 1400 | 2023
Greenlink | Wales - Republic of Ireland | 500 | 2025

## 5.11 Full list
Table 5.11 List of major power producer power stations in the United Kingdom operational at the end of May 2026 [note 1]
This worksheet contains one table
Some cells refer to notes which can be found on the notes worksheet
Freeze panes are active on this sheet, to turn off freeze panes select the 'view' then 'freeze panes' then 'unfreeze panes' or use [Alt W, F]
This table contains empty cells, empty cells indicate data not applicable
Company Name [note 30] | Site Name | Technology | Type | CHP | Primary Fuel | Secondary Fuel | InstalledCapacity (MW) | Grid Connection Type | Country | Region | Postcode | OS Reference | X-Coordinate | Y-Coordinate | Year Commissioned | DESNZ site code
Anesco | Puriton | Solar | PV | No | Solar |  | 4.5677 | LV | England | South West | TA64TG |  | 332462.0 | 142273.0 | 2015 | SOL-000443
Anesco | Bourne Park | Solar | PV | No | Solar |  | 0.2484 | LV | England | South West | DT27TU |  | 372107.0 | 97577.0 | 2012 | SOL-000481
Anesco | Sandys Moor | Solar | PV | No | Solar |  | 2.9 | LV | England | South West | TA42LY |  | 308509.0 | 127381.0 | 2013 | SOL-000620
Anesco | Steventon | Solar | PV | No | Solar |  | 10.0392 | LV | England | South East | OX136AP |  | 444299.0 | 192928.0 | 2014 | SOL-000683
Anesco | Welbeck | Solar | PV | No | Solar |  | 11.2608 | LV | England | East Midlands | NG209PU |  | 457669.0 | 369999.0 | 2014 | SOL-000717
Anesco | Salcey Farm | Solar | PV | No | Solar |  | 5.4616 | LV | England | South East | MK168LP |  | 485184.0 | 250544.0 | 2014 | SOL-000718
Anesco | Bulls Head North | Solar | PV | No | Solar |  | 5.513 | LV | England | South East | MK168LP |  | 481460.0 | 251327.0 | 2014 | SOL-000719
Anesco | Bilsthorpe | Solar | PV | No | Solar |  | 5.7408 | LV | England | East Midlands | NG22 8ST |  | 465147.0 | 361625.0 | 2014 | SOL-000720
Anesco | Tope Farm | Solar | PV | No | Solar |  | 3.312 | LV | England | South West | TQ97DR |  | 283048.0 | 52733.0 | 2014 | SOL-000729
Anesco | Horam Solar Park | Solar | PV | No | Solar |  | 2.571 | LV | England | South East | TN210JN |  | 556616.0 | 115760.0 | 2014 | SOL-000769
Anesco | Pierces Farm | Solar | PV | No | Solar |  | 1.7431 | LV | England | South East | RG71LY |  | 468119.0 | 167296.0 | 2015 | SOL-000775
Anesco | Culworth | Solar | PV | No | Solar |  | 3.6364 | LV | England | East Midlands | OX172HW |  | 454564.0 | 245985.0 | 2015 | SOL-000776
Anesco | Abergelli | Solar | PV | No | Solar |  | 7.6822 | LV | Wales | Wales | SA5 7NN |  | 265507.0 | 202009.0 | 2015 | SOL-000779
Anesco | Gedling | Solar | PV | No | Solar |  | 5.7408 | LV | England | East Midlands | NG44JX |  | 461655.0 | 344045.0 | 2015 | SOL-000789
Anesco | Higher Bye | Solar | PV | No | Solar |  | 6.7906 | LV | England | South West | TA230JT |  | 305042.0 | 142360.0 | 2015 | SOL-000823
Anesco | Trickey Warren | Solar | PV | No | Solar |  | 4.632 | LV | England | South West | TA37DY |  | 320109.0 | 114779.0 | 2015 | SOL-000828
Anesco | Cotgrave | Solar | PV | No | Solar |  | 4.9833 | LV | England | East Midlands | NG123GU |  | 463974.0 | 336042.0 | 2015 | SOL-000863
Anesco | Pen-Y-Cae | Solar | PV | No | Solar |  | 6.7623 | LV | Wales | Wales | SA183BJ |  | 260143.0 | 211806.0 | 2015 | SOL-000864
Anesco | Radcliffe | Solar | PV | No | Solar |  | 4.1574 | LV | England | East Midlands | NG122LT |  | 463038.0 | 338202.0 | 2015 | SOL-000865
Anesco | Askern | Solar | PV | No | Solar |  | 4.9737 | LV | England | Yorkshire and the Humber | DN60BZ |  | 455441.0 | 413876.0 | 2015 | SOL-000877
Anesco | Lodge Farm | Solar | PV | No | Solar |  | 4.8797 | LV | England | East Midlands | S445TE |  | 441566.0 | 370954.0 | 2015 | SOL-000878
Anesco | Oak Cottage | Solar | PV | No | Solar |  | 4.8672 | LV | Wales | Wales | SA624PR |  | 202839.0 | 217801.0 | 2015 | SOL-000879
Anesco | Playters | Solar | PV | No | Solar |  | 8.6295 | LV | England | East of England | NR347TN |  | 644257.0 | 287733.0 | 2015 | SOL-000880
Anesco | Yarburgh | Solar | PV | No | Solar |  | 8.0861 | LV | England | East Midlands | LN11ONU |  | 534300.0 | 391971.0 | 2015 | SOL-000882
Anesco | Brookbarn | Solar | PV | No | Solar |  | 3.63 | LV | England | South East | BN177PE |  | 500000.0 | 102000.0 | 2015 | SOL-000894
Anesco | Portworthy | Solar | PV | No | Solar |  | 4.0239 | LV | England | South West | PL75JP |  | 256878.0 | 60850.0 | 2015 | SOL-000895
Anesco | Shalfleet | Solar | PV | No | Solar |  | 4.996 | LV | England | South East | PO410TZ |  | 440587.0 | 88605.0 | 2015 | SOL-000896
Anesco | Homestead | Solar | PV | No | Solar |  | 3.9535 | LV | England | South East | PO410TZ |  | 439433.0 | 88404.0 | 2015 | SOL-000909
Anesco | Rainbow | Solar | PV | No | Solar |  | 4.7907 | LV | England | South West | TA64TG |  | 331238.0 | 141809.0 | 2015 | SOL-000910
Anesco | Hale | Solar | PV | No | Solar |  | 3.599 | LV | England | South West | BH236BB |  | 409997.0 | 97268.0 | 2015 | SOL-000911
Anesco | Woodtown | Solar | PV | No | Solar |  | 2.7194 | LV | England | South West | BH228SW |  | 409156.0 | 97807.0 | 2015 | SOL-000912
Anesco | Salford Lodge Solar Farm | Solar | PV | No | Solar |  | 4.9962 | LV | England | West Midlands | WR118SN | SP0478950939 | 404789 | 250939 | 2015 | SOL-000924
Anesco | Bourne Park 2 | Solar | PV | No | Solar |  | 2.3997 | LV | England | South West | DT27TU |  | 372234.0 | 97408.0 | 2015 | SOL-000925
Anesco | Radford | Solar | PV | No | Solar |  | 4.9735 | LV | England | West Midlands | CV311XJ |  | 435175.0 | 261988.0 | 2015 | SOL-000933
Anesco | Eaton Hill | Solar | PV | No | Solar |  | 0.2499 | LV | England | West Midlands | HR6 0DG | SO 50887 59090 | 350887 | 259090 | 2015 | SOL-000938
Anesco | Coleford Pingry Solar Farm | Solar | PV | No | Solar |  | 3.4027 | LV | England | South West | GL168QD |  | 357121 | 209434 | 2016 | SOL-000987
Anesco | Milkwall Solar Farm | Solar | PV | No | Solar |  | 3.5006 | LV | England | South West | GL168QD |  | 357646 | 209411 | 2016 | SOL-000989
Anesco | Sheepbridge | Solar | PV | No | Solar |  | 5 | LV | England | South East | RG71PX | SU7207665355 | 472076 | 165355 | 2016 | SOL-000990
Anesco | Lindridge | Solar | PV | No | Solar |  | 4.9241 | LV | England | East Midlands | LE99FD | SK4668005219 | 446680 | 305219 | 2016 | SOL-000991
Anesco | Lee Moor | Solar | PV | No | Solar |  | 4.9873 | LV | England | South West | PL75JP |  | 256033.0 | 60850.0 | 2015 | SOL-000992
Anesco | Oakham | Solar | PV | No | Solar |  | 4.6396 | LV | England | South West | BS324BS |  | 359684.0 | 183393.0 | 2016 | SOL-000994
Anesco | East Appleton | Solar | PV | No | Solar |  | 4.9795 | LV | England | Yorkshire and the Humber | DL107QE |  | 423660.0 | 495768.0 | 2016 | SOL-000996
Anesco | Stripe | Solar | PV | No | Solar |  | 4.9795 | LV | England | Yorkshire and the Humber | DL107PW |  | 419640.0 | 502487.0 | 2016 | SOL-001004
Anesco | The Leys | Solar | PV | No | Solar |  | 4.9795 | LV | England | West Midlands | CV379RG |  | 415118.0 | 253833.0 | 2016 | SOL-001018
Anesco | Misson Park | Solar | PV | No | Solar |  | 4.9896 | LV | England | East Midlands | DN106DP |  | 467034 | 394719 | 2016 | SOL-001037
Anesco | Crow Trees Solar Farm | Solar | PV | No | Solar |  | 4.6931 | LV | England | East Midlands | NG171JF |  | 447248 | 357200 | 2016 | SOL-001040
Anesco | Wymeswold - Wide Lane | Solar | PV | No | Solar |  | 4.2796 | LV | England | East Midlands | LE126SE |  | 463380.0 | 323140.0 | 2016 | SOL-001077
Anesco | Abbey Fields Solar Farm | Solar | PV | No | Solar |  | 4.9421 | LV | England | South East | ME10 8HD | TR0267762028 | 602677 | 162028 | 2016 | SOL-001079
Anesco | Palmersford | Solar | PV | No | Solar |  | 3.036 | LV | England | South West | BH236BG |  | 409981.0 | 99040.0 | 2015 | SOL-001088
Anesco | Thame | Solar | PV | No | Solar |  | 4.7916 | LV | England | South East | OX93QH |  | 473366.0 | 206186.0 | 2016 | SOL-001101
Anesco | Michaelston Solar Farm | Solar | PV | No | Solar |  | 4.1743 | LV | Wales | Wales | CF36XS |  | 322998.0 | 183674.0 | 2016 | SOL-001102
Anesco | Greencroft | Solar | PV | No | Solar |  | 4.9275 | LV | England | North East | DH97XR |  | 417307.0 | 550812.0 | 2016 | SOL-001104
Anesco | Willows Farm | Solar | PV | No | Solar |  | 4.62 | LV | England | West Midlands | WR114TG | SK1026233700 | 410262 | 333700 | 2016 | SOL-001122
Anesco | The Willows | Solar | PV | No | Solar |  | 4.734 | LV | England | West Midlands | CV379RG |  | 410262.0 | 333700.0 | 2016 | SOL-001124
Anesco | Poplars | Solar | PV | No | Solar |  | 4.98 | LV | England | West Midlands | CV379RG |  | 415118 | 253833 | 2016 | SOL-001129
Anesco | Clayhill | Solar | PV | No | Solar |  | 9.8406 | LV | England | East of England | MK455JD |  | 504351.0 | 233195.0 | 2017 | SOL-001179
Anesco | Albrighton | Solar | PV | No | Solar |  | 4.9735 | LV | England | West Midlands | WV8 1RQ | SJ834052 | 383987.0 | 305139.0 | 2017 | SOL-001189
Anesco | Bristol Water | Solar | PV | No | Solar |  | 0.80255 | LV | England | South West | GL139HN |  | 353895.0 | 167517.0 | 2017 | SOL-001201
Anesco | Wreay | Solar | PV | No | Solar |  | 4.9754 | LV | England | North West | CA40PY |  | 342315.0 | 547311.0 | 2017 | SOL-001203
Anesco | Bumpers Farm 2 | Solar | PV | No | Solar |  | 12.0077 | LV | England | South East | HP279RE |  | 477235 | 206455 | 2020 | SOL-001288
Anesco | Nether Mill | Solar | PV | No | Solar |  | 3.765 | LV | England | South West | EX152QQ | ST0209412271 | 302094 | 112271 | 2015 | SOL-001303
Anesco | Dale Farm | Solar | PV | No | Solar |  | 4.996 | LV | Northern Ireland | Northern Ireland | BT809UU |  | 96201 | 539164 | 2018 | SOL-001306
Anesco | Wally Corner | Solar | PV | No | Solar |  | 4.997 | LV | England | South East | OX107PQ |  | 458069 | 195731 | 2017 | SOL-001307
Anesco | Sandridge | Solar | PV | No | Solar |  | 49.62 | LV | England | South West | SN152JN | ST9385563823 | 393855 | 163823 | 2015 | SOL-001308
Anesco | Darran | Solar | PV | No | Solar |  | 1.823 | LV | Wales | Wales | NP120HX |  | 318423 | 199274 | 2017 | SOL-001309
Anesco | Derwyn | Solar | PV | No | Solar |  | 4.664 | LV | Wales | Wales | CF62 3AA | ST0869169396 | 308691 | 169396 | 2016 | SOL-001368
Anesco | Parcstormy | Solar | PV | No | Solar |  | 0.7 | LV | Wales | Wales | CF33 4RS | SS8409980079 | 284099 | 180079 | 2013 | SOL-001378
Anesco | Bedford | Solar | PV | No | Solar |  | 0.62934 | LV | England | East of England | MK43 9AB | TL0254945634 | 502549 | 245634 | 2016 | SOL-001405
Anesco | Dragon LNG | Solar | PV | No | Solar |  | 9.9727 | LV | Wales | Wales | SA73 1DR | SM 92585 04781 | 192585 | 204781 | 2022 | SOL-001406
Anesco | West Field | Solar | PV | No | Solar |  | 4.9398 | LV | England | North West | PR3 0PU | SD4976942088 | 349769 | 442088 | 2016 | SOL-001407
Anesco | Whilton | Solar | PV | No | Solar |  | 0.40392 | LV | England | East Midlands | NN11 2NH | SP6170164551 | 461701 | 264551 | 2016 | SOL-001408
Anesco | Littlewood | Solar | PV | No | Solar |  | 5 | LV | England | East Midlands | NG19 8JA | SK 53307 65197 | 453307 | 365197 | 2017 | SOL-001522
Anesco | Ilmer | Solar | PV | No | Solar |  | 0.5 | LV | England | South East | HP279RE | SP7700006500 | 477000 | 206500 | 2023 | SOL-001547
Anesco | West Hill | Solar | PV | No | Solar |  | 11.0731 | LV | England | South West | EX348NF | SS 50674 40869 | 250674 | 140869 | 2014 | SOL-001548
Anesco | Malmpit | Solar | PV | No | Solar |  | 5.0015 | LV | England | South West | BA12 0LZ | ST 99671 42313 | 399671 | 142313 | 2016 | SOL-001596
Anesco | Park Hill | Solar | PV | No | Solar |  | 4.9968 | LV | Scotland | Scotland | DD11 4QU | NO 64125 45917 | 364125 | 745917 | 2018 | SOL-001604
Anesco | Beavor Grange | Solar | PV | No | Solar |  | 19.5415 | LV | England | South West | EX13 5SE | SY 32757 98184 | 332757 | 98184 | 2024 | SOL-001615
Anesco | Pennington | Solar | PV | No | Solar |  | 1.184 | LV | England | South East | SO41 8QZ |  | 430922 | 93325 | 2016 | SOL-001624
Anesco | Morfa Camp | Solar | PV | No | Solar |  | 2.9002 | LV | Wales | Wales | LL36 9BH | SH 58201 01298 | 258201 | 301298 | 2016 | SOL-001626
Anesco | Siddington | Solar | PV | No | Solar |  | 20.8836 | LV | England | South West | GL7 6DB |  | 403696 | 197870 | 2024 | SOL-001646
Anesco | Low Farm | Solar | PV | No | Solar |  | 49.9868 | LV | England | South East | PE24 4JS | TF 46267 57951 | 546267 | 357951 | 2025 | SOL-001647
Anesco | Alfreton | Solar | PV | No | Solar |  | 19.8947 | LV | England | East Midlands | DE55 5AL | SK 42092 57484 | 441885 | 356498 | 2024 | SOL-001648
Anesco | Cowdown | Solar | PV | No | Solar |  | 39.8606 | LV | England | South East | SP11 6LE | SU 37820 44233 | 437820 | 144233 | 2016 | SOL-001657
Atmosclear | Broadgate | Solar | PV | No | Solar |  | 1.1 | LV | England | South West |  | SS7764107308 | 277641.0 | 107308.0 | 2012 | SOL-000484
Atmosclear | Barton | Solar | PV | No | Solar |  | 1.2 | LV | England | South West |  | ST0777817118 | 307778.0 | 117118.0 | 2012 | SOL-000485
Atmosclear | Higher Pirzwell | Solar | PV | No | Solar |  | 1.2 | LV | England | South West | EX15 2AH | ST0754609156 | 307546.0 | 109156.0 | 2012 | SOL-000486
Atmosclear | Stables Farm | Solar | PV | No | Solar |  | 1 | LV | England | South East | PO30 4NH | SZ4092088770 | 440920.0 | 88770.0 | 2012 | SOL-000493
Atmosclear | Yeowood | Solar | PV | No | Solar |  | 1.2 | LV | England | South West | BS40 5AA | ST4438562232 | 344385.0 | 162232.0 | 2012 | SOL-000498
Atmosclear | Kia-Ora Farm | Solar | PV | No | Solar |  | 1.8 | LV | England | South West | EX15 1PZ | ST0097507058 | 300975.0 | 107058.0 | 2013 | SOL-000574
Atmosclear | Luson | Solar | PV | No | Solar |  | 1.9 | LV | England | South West | PL21 9JY | SX6201653112 | 262016.0 | 53112.0 | 2013 | SOL-000579
Atmosclear | Copley Wood (Renewables (SW)) | Solar | PV | No | Solar |  | 1.5 | LV | England | South West |  | ST5184332305 | 351843.0 | 132305.0 | 2015 | SOL-000921
Atmosclear | Long Ash Lane Solar Park | Solar | PV | No | Solar |  | 5 | LV | England | South West | DT2 9PW | ST6092802540 | 360928.0 | 102540.0 | 2017 | SOL-001180
BayWa R.E | Tir Mostyn & Foel Goch Ltd | Wind | Onshore | No | Wind |  | 21.25 | HV | Wales | Wales | LL165RN |  | 300300.0 | 358800.0 | 2005 | WON-000275
BayWa R.E | Scout Moor Wind Farm Ltd | Wind | Onshore | No | Wind |  | 65 | HV | England | North West | OL127TY |  | 382400.0 | 419200.0 | 2008 | WON-000338
BayWa R.E | Bagmoor Wind Ltd | Wind | Onshore | No | Wind |  | 16 | HV | England | Yorkshire and the Humber | DN159GH |  | 488240.0 | 415400.0 | 2009 | WON-000369
Bluefield Services | Bradenstoke Solar Park Ltd | Solar | PV | No | Solar |  | 69.7884 | LV | England | South West | SN154PZ |  | 402315.0 | 178635.0 | 2015 | SOL-000827
Calon Energy | SUTTON BRIDGE POWER GENERATION | Fossil Fuel | CCGT | No | Natural Gas |  | 819 | HV | England | East Midlands | PE12 9TF | TF 48099 19985 | 548099 | 319985 | 1999 | GAS-000185
Calon Energy | Severn Power Ltd | Fossil Fuel | CCGT | No | Natural Gas |  | 850 | HV | Wales | Wales | NP19 4RE |  | 332476 | 183660 | 2010 | GAS-000377
Capital Dynamics UK | Rymes | Solar | PV | No | Solar |  | 4.9908 | LV | England | South West | GL19 3AJ |  | 374052 | 225256 | 2017 | SOL-001381
Capital Dynamics UK | Home Farm | Solar | PV | No | Solar |  | 3.06 | LV | Wales | Wales | CF5 6ER | ST1031075854 | 310310 | 175854 | 2017 | SOL-001574
Capital Dynamics UK | Ysgellog | Wind | Onshore | No | Wind |  | 4.6 | LV | Wales | Wales | LL060AW |  | 240490.0 | 391238.0 | 2013 | WON-000540
Capital Dynamics UK | Garlenick | Wind | Onshore | No | Wind |  | 4 | LV | England | South West | TR24RQ |  | 194662.0 | 49203.0 | 2014 | WON-000657
Capital Dynamics UK | Daintree | Wind | Onshore | No | Wind |  | 4 | LV | England | East Midlands | NN67GW |  | 457545.0 | 272243.0 | 2014 | WON-000660
Capital Dynamics UK | Wythegill | Wind | Onshore | No | Wind |  | 2.3 | LV | England | North West | CA14 1SA | NY0121131657 | 301881.0 | 532072.0 | 2015 | WON-000751
Capital Dynamics UK | East Youlstone | Wind | Onshore | No | Wind |  | 4 | LV | England | South West | EX239PU |  | 227610.0 | 115654.0 | 2015 | WON-000765
Capital Dynamics UK | Mossmorran | Wind | Onshore | No | Wind |  | 4.7 | LV | Scotland | Scotland | KY4 8EP | NT1793489429 | 318109.0 | 689419.0 | 2016 | WON-000946
Capital Dynamics UK | Watford Lodge | Wind | Onshore | No | Wind |  | 10.25 | LV | England | East Midlands | NN67UN | SP6096070200 | 460960 | 270200 | 2015 | WON-001314
Capital Dynamics UK | Seegronan | Wind | Onshore | No | Wind |  | 13.8 | LV | Northern Ireland | Northern Ireland | BT817HQ | NV3271444451 | 32714 | 544451 | 2016 | WON-001315
Capital Dynamics UK | Potato Pot | Wind | Onshore | No | Wind |  | 7.05 | LV | England | North West | CA144ST | NY0300024100 | 303000 | 524100 | 2016 | WON-001316
Capital Dynamics UK | Middle Balbeggie | Wind | Onshore | No | Wind |  | 6.4 | LV | Scotland | Scotland | KY13NS | NT2776096279 | 327760 | 696279 | 2016 | WON-001317
Capital Dynamics UK | Shantavny | Wind | Onshore | No | Wind |  | 16.1 | LV | Northern Ireland | Northern Ireland | BT702DL |  | 69686 | 522810 | 2017 | WON-001318
Capital Dynamics UK | Airfield Poddington | Wind | Onshore | No | Wind |  | 8.55 | LV | England | East of England | NN29 7JQ |  | 495095 | 260698 | 2017 | WON-001319
Capital Dynamics UK | Red Gap | Wind | Onshore | No | Wind |  | 12.5 | LV | England | North East | TS27 3HH | NZ4394228174 | 443942 | 528174 | 2017 | WON-001320
Capital Dynamics UK | Falkirk Tod Hill | Wind | Onshore | No | Wind |  | 11.4 | LV | Scotland | Scotland | FK54SJ | NS8406483742 | 284064 | 683742 | 2015 | WON-001321
Capital Dynamics UK | Harthill Torrance | Wind | Onshore | No | Wind |  | 5.7 | LV | Scotland | Scotland | EH483AN |  | 291163 | 664768 | 2015 | WON-001322
Capital Dynamics UK | Westnewton (BEGL4) | Wind | Onshore | No | Wind |  | 6.15 | LV | England | North West | CA73PB |  | 313505 | 543564 | 2014 | WON-001323
Capital Dynamics UK | Dunmore | Wind | Onshore | No | Wind |  | 21 | LV | Northern Ireland | Northern Ireland |  | NV8801585846 | 88015 | 585846 | 2014 | WON-001324
Capital Dynamics UK | Crockandun | Wind | Onshore | No | Wind |  | 15 | LV | Northern Ireland | Northern Ireland | BT80 9UA | NV9602550873 | 96025 | 550873 | 2017 | WON-001325
Capital Dynamics UK | Elginny | Wind | Onshore | No | Wind |  | 23 | LV | Northern Ireland | Northern Ireland | BT437GZ |  | 131511 | 567821 | 2018 | WON-001326
Capital Dynamics UK | Whiteside Hill | Wind | Onshore | No | Wind |  | 28.5 | HV | Scotland | Scotland | DG4 6LF |  | 271440 | 608920 | 2018 | WON-001328
Capital Dynamics UK | Sorbie | Wind | Onshore | No | Wind |  | 12.6 | LV | Scotland | Scotland |  | NS2480045170 | 224800 | 645170 | 2023 | WON-001575
Capital Dynamics UK | Longhill | Wind | Onshore | No | Wind |  | 50 | LV | Scotland | Scotland | EH55 8HQ | NS9818958735 | 298189 | 658735 | 2024 | WON-001609
Capital Dynamics UK | Pines Burn | Wind | Onshore | No | Wind |  | 33.6 | LV | Scotland | Scotland | TD9 9TZ | NT5408106737 | 354081 | 606737 | 2024 | WON-001613
Capital Dynamics UK | Douglas West Extension Ltd | Wind | Onshore | No | Wind |  | 66 | HV | Scotland | Scotland | ML11 0RR | NS 81992 31739 | 281992 | 631739 | 2026 | WON-001693
Community Wind Power | Aikengall | Wind | Onshore | No | Wind |  | 48 | LV | Scotland | Scotland |  | NT6946869455 | 369468 | 669455 | 2009 | WON-001578
Community Wind Power | Aikengall II | Wind | Onshore | No | Wind |  | 60.8 | HV | Scotland | Scotland |  | NT6946869455 | 369468 | 669455 | 2017 | WON-001579
Community Wind Power | Aikengall IIA | Wind | Onshore | No | Wind |  | 81.7 | HV | Scotland | Scotland |  | NT7179366791 | 371793 | 666791 | 2021 | WON-001580
Community Wind Power | Calder Water | Wind | Onshore | No | Wind |  | 39 | LV | Scotland | Scotland |  | NS6086940428 | 260869 | 640428 | 2013 | WON-001581
Community Wind Power | Millour Hill | Wind | Onshore | No | Wind |  | 18 | LV | Scotland | Scotland |  | NS2584352080 | 225843 | 652080 | 2012 | WON-001582
Community Wind Power | Millour Hill Ext. | Wind | Onshore | No | Wind |  | 6.4 | LV | Scotland | Scotland |  | NS256524 | 225696 | 652415 | 2016 | WON-001583
Community Wind Power | Sanquhar | Wind | Onshore | No | Wind |  | 31.05 | HV | Scotland | Scotland |  | NS7031107479 | 270311 | 607479 | 2018 | WON-001584
Community Wind Power | Wardlaw Wood | Wind | Onshore | No | Wind |  | 18 | LV | Scotland | Scotland |  | NS2490051200 | 224900 | 651200 | 2006 | WON-001585
Co-owned by SSE Group and Cheung Kong Infrastructure Ltd | Seabank Power Ltd | Fossil Fuel | CCGT | No | Natural Gas |  | 1205 | HV | England | South West | BS10 7SP | ST 53502 82627 | 353630 | 182460 | 2000 | GAS-000197
Co-owned by SSE Group and Wheelabrator Technologies Inc | FM1 | Bioenergy | Bioenergy | No | MSW |  | 79 | LV | England | Yorkshire and the Humber | WF11 8TB | SE474246 | 447490.0 | 424684.0 | 2015 | BIO-000740
Co-owned by SSE Group and Wheelabrator Technologies Inc | FM2 | Bioenergy | Bioenergy | No | MSW |  | 79 | LV | England | Yorkshire and the Humber | WF11 8TB | SE474246 | 447490.0 | 424684.0 | 2019 | BIO-001276
Cory Environmental Holdings Limited | Riverside - Energy from Waste | Bioenergy | Bioenergy | No | MSW |  | 80.5 | LV | England | London | DA176JY | TQ49669 80643 | 549695 | 180643 | 2011 | BIO-000402
Cubico Sustainable Investments | Broxted | Solar | PV | No | Solar |  | 31.59 | LV | England | East of England | CB8 9YD | TQ637458 | 572387.0 | 251110.0 | 2013 | SOL-000629
Cubico Sustainable Investments | Owls Hatch | Solar | PV | No | Solar |  | 51.9376 | LV | England | South East | CT6 7FT | TR158659 | 615860.0 | 165945.0 | 2015 | SOL-000784
Cubico Sustainable Investments | Hadlow Place | Solar | PV | No | Solar |  | 18.9218 | LV | England | South East | TN11 0PD |  | 562879.0 | 145736.0 | 2015 | SOL-000793
Cubico Sustainable Investments | Barton Close | Solar | PV | No | Solar |  | 4.6103 | LV | England | South West | EX33 1HX | SY651810 | 247374.0 | 141403.0 | 2015 | SOL-000881
Cubico Sustainable Investments | Grantham | Solar | PV | No | Solar |  | 4.8787 | LV | England | East Midlands | NG32 1EQ | SU508503 | 507000.0 | 392000.0 | 2015 | SOL-000897
Cubico Sustainable Investments | Overton | Solar | PV | No | Solar |  | 3.7523 | LV | England | South East | RG25 3ES | SU510500 | 450500.0 | 150500.0 | 2015 | SOL-000898
Cubico Sustainable Investments | Guynd | Solar | PV | No | Solar |  | 4.9878 | LV | Scotland | Scotland | DD11 2QR | SK880386 | 356230.0 | 742772.0 | 2015 | SOL-000899
Cubico Sustainable Investments | Wisbech | Solar | PV | No | Solar |  | 3.4047 | LV | England | East of England | PE14 0AZ | NO633470 | 546000.0 | 307000.0 | 2015 | SOL-000900
Cubico Sustainable Investments | Newlands | Solar | PV | No | Solar |  | 4.9993 | LV | England | South West | DT3 4BG | SU115278 | 365099.0 | 81019.0 | 2015 | SOL-000908
Cubico Sustainable Investments | Bake Farm | Solar | PV | No | Solar |  | 4.9993 | LV | England | South West | SP5 4JT | NO564429 | 233036.0 | 58842.0 | 2015 | SOL-000918
Cubico Sustainable Investments | Kinblethmont | Solar | PV | No | Solar |  | 4.9993 | LV | Scotland | Scotland | DD11 4RW | NO632468 | 363182.0 | 746857.0 | 2016 | SOL-001010
Cubico Sustainable Investments | Southfield | Solar | PV | No | Solar |  | 9.7614 | LV | England | South West | BA22 8HQ | ST575236 | 357089.0 | 124014.0 | 2016 | SOL-001046
Cubico Sustainable Investments | Wandylaw | Wind | Onshore | No | Wind |  | 20.5 | LV | England | North East | NE675HG | NU1498925121 | 414989 | 625121 | 2013 | WON-000536
Cubico Sustainable Investments | Middlewick | Wind | Onshore | No | Wind |  | 20.7 | LV | England | East of England | CM07JQ |  | 600140.0 | 200001.0 | 2014 | WON-000645
Cubico Sustainable Investments | Kelmarsh | Wind | Onshore | No | Wind |  | 12.3 | LV | England | East Midlands | NN69LZ | SP7252778054 | 472527 | 278054 | 2016 | WON-000955
Cubico Sustainable Investments | Chiplow | Wind | Onshore | No | Wind |  | 8.2 | LV | England | East of England | PE318SR | TF812335 | 581286 | 333548 | 2016 | WON-000956
Cubico Sustainable Investments | Penmanshiel | Wind | Onshore | No | Wind |  | 28.7 | LV | Scotland | Scotland | TD113RP |  | 380006.0 | 667129.0 | 2016 | WON-000959
Cubico Sustainable Investments | Winwick | Wind | Onshore | No | Wind |  | 12.3 | LV | England | East Midlands | NN67NS |  | 464374 | 274095 | 2016 | WON-000962
E.ON | Steven's Croft | Bioenergy | Bioenergy | Yes | Biomass |  | 46 | LV | Scotland | Scotland | DG11 2SQ | NY121854 | 312100.0 | 585100.0 | 2007 | BIO-000303
E.ON | Blackburn Meadows | Bioenergy | Bioenergy | Yes | Biomass |  | 34 | LV | England | Yorkshire and the Humber |  | SK3950991482 | 440075.0 | 391650.0 | 2015 | BIO-000739
Ecotricity | Fen Farm Solar | Solar | PV | No | Solar |  | 0.9 | LV | England | East Midlands | LN117BP | TF386931 | 537585.0 | 393825.0 | 2011 | SOL-000451
Ecotricity | Bulkworthy Solar | Solar | PV | No | Solar |  | 6.235 | LV | England | South West | EX227UP | SS4051214816 | 240512 | 114816 | 2022 | SOL-001392
Ecotricity | Dalby Solar | Solar | PV | No | Solar |  | 6.88 | LV | England | East Midlands | LE14 3LY | SK648232 | 464870 | 323180 | 2023 | SOL-001393
Ecotricity | Lynch Knoll | Wind | Onshore | No | Wind |  | 0.5 | LV | England | South West | GL103UJ | SO815004 | 381600.0 | 200400.0 | 1996 | WON-000163
Ecotricity | Ecotech | Wind | Onshore | No | Wind |  | 1.5 | LV | England | East of England | PE377HT | TF816099 | 581585 | 309935 | 1999 | WON-000192
Ecotricity | Somerton | Wind | Onshore | No | Wind |  | 1.8 | LV | England | East of England | NR29 4DU | TG469187 | 646900.0 | 318800.0 | 2000 | WON-000203
Ecotricity | East Kilbride | Wind | Onshore | No | Wind |  | 0.6 | LV | Scotland | Scotland | G750ZZ | NS641514 | 264500.0 | 652000.0 | 2001 | WON-000219
Ecotricity | Mablethorpe | Wind | Onshore | No | Wind |  | 1.2 | LV | England | East Midlands | LN122QW | TF489824 | 548900.0 | 382500.0 | 2002 | WON-000231
Ecotricity | Swaffham II | Wind | Onshore | No | Wind |  | 1.8 | LV | England | East of England | PE377HL | TF827099 | 582197.0 | 309324.0 | 2003 | WON-000242
Ecotricity | Dagenham | Wind | Onshore | No | Wind |  | 5.9 | LV | England | London | RM96SA | TQ499819 | 550300.0 | 181600.0 | 2004 | WON-000256
Ecotricity | Bambers | Wind | Onshore | No | Wind |  | 9.6 | LV | England | East Midlands | LN112QW | TF491826 | 549500.0 | 383600.0 | 2004 | WON-000257
Ecotricity | Green Park | Wind | Onshore | No | Wind |  | 2 | LV | England | South East | RG26UE | SU706693 | 470755.0 | 169271.0 | 2005 | WON-000277
Ecotricity | Dundee | Wind | Onshore | No | Wind |  | 4 | LV | Scotland | Scotland | DD5 3NW | NO449327 | 269652.0 | 688422.0 | 2006 | WON-000289
Ecotricity | Bristol Port | Wind | Onshore | No | Wind |  | 6 | LV | England | South West | BS119DQ | ST509794 | 350907.0 | 179457.0 | 2007 | WON-000313
Ecotricity | Fen Farm | Wind | Onshore | No | Wind |  | 16 | LV | England | East Midlands | LN117LU | TF386940 | 537585.0 | 393825.0 | 2007 | WON-000314
Ecotricity | Shooters | Wind | Onshore | No | Wind |  | 2 | LV | England | South West | BA34LU | ST594507 | 359380.0 | 150740.0 | 2008 | WON-000339
Ecotricity | Worksop | Wind | Onshore | No | Wind |  | 2 | LV | England | East Midlands | S802PU | SK608779 | 461695.0 | 378487.0 | 2009 | WON-000370
Ecotricity | Cardiff | Wind | Onshore | No | Wind |  | 2.3 | LV | Wales | Wales | CF32EE | ST236791 | 323460.0 | 179215.0 | 2011 | WON-000415
Ecotricity | Ballymena | Wind | Onshore | No | Wind |  | 4.5 | LV | Northern Ireland | Northern Ireland | BT42 4QJ | NW287618 | 130743.0 | 561194.0 | 2013 | WON-000522
Ecotricity | Galsworthy | Wind | Onshore | No | Wind |  | 9.2 | LV | England | South West | EX395NP | SS401157 | 240007.0 | 115922.0 | 2014 | WON-000653
Ecotricity | Dalby | Wind | Onshore | No | Wind |  | 7.29 | LV | England | East Midlands | LE143LY | SK652238 | 465397.0 | 322239.0 | 2016 | WON-000954
Ecotricity | H&H | Wind | Onshore | No | Wind |  | 0.81 | LV | England | Yorkshire and the Humber | DN140BA | SE604200 | 460477 | 420085 | 2016 | WON-000968
Ecotricity | QEH | Wind | Onshore | No | Wind |  | 0.81 | LV | England | East of England | PE304ET | TF654205 | 565228.0 | 320492.0 | 2016 | WON-000969
Ecotricity | RSPB | Wind | Onshore | No | Wind |  | 0.81 | LV | England | East of England | SG192DL | TL197485 | 519700 | 248500 | 2016 | WON-000970
Ecotricity | Alveston | Wind | Onshore | No | Wind |  | 6.9 | LV | England | South West | BS353TD | ST649843 | 365450.0 | 186055.0 | 2017 | WON-001151
EDF Energy | Hartlepool | Nuclear | AGR | No | Nuclear |  | 1185 | HV | England | North East | TS252BZ |  | 451747.0 | 531078.0 | 1983 | NUC-000126
EDF Energy | Heysham 1 | Nuclear | AGR | No | Nuclear |  | 1060 | HV | England | North West | LA32XH |  | 341498.0 | 461449.0 | 1983 | NUC-000127
EDF Energy | Heysham 2 | Nuclear | AGR | No | Nuclear |  | 1240 | HV | England | North West | LA32XH |  | 341498.0 | 461449.0 | 1988 | NUC-000131
EDF Energy | Torness | Nuclear | AGR | No | Nuclear |  | 1200 | HV | Scotland | Scotland | EH421QS |  | 374500 | 675100 | 1988 | NUC-000132
EDF Energy | Sizewell B | Nuclear | PWR | No | Nuclear |  | 1198 | HV | England | East of England | IP164UR |  | 647377 | 263588 | 1995 | NUC-000159
EDF Energy | Burwell | Solar | PV | No | Solar |  | 69.9 | HV | England | East of England | CB25 0BP | TL 57000 68000 | 557000 | 268000 | 2023 | SOL-001554
EDF Energy | Porth Wen | Solar | PV | No | Solar |  | 69.1 | LV | Wales | Wales | LL66 0AT | SH3994793525 | 239947 | 393525 | 2023 | SOL-001555
EDF Energy | Sutton Bridge | Solar | PV | No | Solar |  | 73.1 | HV | England | East Midlands | PE12 9TF | TF4809619978 | 548096 | 319978 | 2023 | SOL-001556
EDF Energy | Teesside | Wind | Offshore | No | Wind |  | 62 | LV | England | North East | TS240RQ |  | 458470.0 | 528174.0 | 2013 | WOF-000507
EDF Energy | Blyth | Wind | Offshore | No | Wind |  | 40 | LV | England | North East | NE227FB |  | 438227.0 | 582010.0 | 2018 | WOF-001257
EDF Energy | NNG | Wind | Offshore | No | Wind |  | 448 | HV | Scotland | Scotland | TD14 5SD | NO 84645 08429 | 384645 | 708429 | 2024 | WOF-001614
EDF Energy | Great Orton | Wind | Onshore | No | Wind |  | 3.96 | LV | England | North west | CA70JY |  | 331300.0 | 553400.0 | 1999 | WON-000193
EDF Energy | High Hedley I | Wind | Onshore | No | Wind |  | 2.4 | LV | England | North East | DL134PR |  | 415700.0 | 541000.0 | 2001 | WON-000216
EDF Energy | Cemmaes | Wind | Onshore | No | Wind |  | 15.3 | LV | Wales | Wales | SY209PR |  | 286800.0 | 306000.0 | 2002 | WON-000237
EDF Energy | Llangwyryfon | Wind | Onshore | No | Wind |  | 9.35 | LV | Wales | Wales | SY234SR |  | 261752.0 | 269577.0 | 2003 | WON-000241
EDF Energy | Glassmoor I | Wind | Onshore | No | Wind |  | 16 | LV | England | East of England | PE262TS |  | 543128.0 | 292192.0 | 2006 | WON-000291
EDF Energy | Deeping | Wind | Onshore | No | Wind |  | 16 | LV | England | East Midlands | PE113DD |  | 519905.0 | 316471.0 | 2006 | WON-000292
EDF Energy | Red House | Wind | Onshore | No | Wind |  | 12 | LV | England | East Midlands | PE129NG |  | 542000.0 | 329000.0 | 2006 | WON-000294
EDF Energy | Red Tile | Wind | Onshore | No | Wind |  | 24 | LV | England | East of England | PE282JX |  | 523939.0 | 271933.0 | 2007 | WON-000324
EDF Energy | Bicker Fen | Wind | Onshore | No | Wind |  | 26 | LV | England | East Midlands | PE203BF |  | 519870.0 | 339325.0 | 2008 | WON-000346
EDF Energy | High Hedley II | Wind | Onshore | No | Wind |  | 5.2 | LV | England | North East | DL134PR |  | 415700.0 | 541000.0 | 2008 | WON-000349
EDF Energy | Trimdon | Wind | Onshore | No | Wind |  | 5.2 | LV | England | North East | TS296NR |  | 436000.0 | 536300.0 | 2008 | WON-000350
EDF Energy | Langley | Wind | Onshore | No | Wind |  | 8 | LV | England | North East | DH70EE |  | 420928.0 | 547703.0 | 2008 | WON-000351
EDF Energy | Walkway | Wind | Onshore | No | Wind |  | 14 | LV | England | North East | TS225NS |  | 439000.0 | 530000.0 | 2008 | WON-000353
EDF Energy | Longpark | Wind | Onshore | No | Wind |  | 38 | LV | Scotland | Scotland | TD12SW |  | 348050.0 | 642050.0 | 2009 | WON-000365
EDF Energy | Broomhill | Wind | Onshore | No | Wind |  | 8 | LV | England | North East | DL134LY |  | 415500.0 | 539500.0 | 2009 | WON-000372
EDF Energy | Rusholme | Wind | Onshore | No | Wind |  | 24 | LV | England | Yorkshire and the Humber | YO88PX |  | 469500.0 | 426500.0 | 2010 | WON-000388
EDF Energy | Burnfoot | Wind | Onshore | No | Wind |  | 30.1 | LV | Scotland | Scotland | FK147JZ |  | 290135.0 | 703250.0 | 2010 | WON-000394
EDF Energy | Fairfield | Wind | Onshore | No | Wind |  | 6.5 | LV | England | North West | CA144QE |  | 301826.0 | 521459.0 | 2011 | WON-000410
EDF Energy | Green Rigg | Wind | Onshore | No | Wind |  | 36 | LV | England | North East | NE482EY |  | 392000.0 | 582000.0 | 2012 | WON-000473
EDF Energy | Fallago Rig | Wind | Onshore | No | Wind |  | 144 | HV | Scotland | Scotland | TD36NW |  | 357000.0 | 660000.0 | 2013 | WON-000514
EDF Energy | Boundary Lane | Wind | Onshore | No | Wind |  | 6.15 | LV | England | North East | DH89LQ |  | 404708.0 | 550336.0 | 2013 | WON-000523
EDF Energy | Glassmoor II | Wind | Onshore | No | Wind |  | 12.3 | LV | England | East of England | PE262TS |  | 528421.0 | 292867.0 | 2013 | WON-000527
EDF Energy | Roade | Wind | Onshore | No | Wind |  | 7.2 | LV | England | East Midlands | NN72EG |  | 477964.0 | 252105.0 | 2014 | WON-000642
EDF Energy | Barmoor | Wind | Onshore | No | Wind |  | 12 | LV | England | North East | TD152QD |  | 393797.0 | 634046.0 | 2014 | WON-000655
EDF Energy | Park Spring | Wind | Onshore | No | Wind |  | 8.55 | LV | England | Yorkshire and the Humber | S72 7GX |  | 439689.0 | 408763.0 | 2015 | WON-000761
EDF Energy | Burnhead Moss | Wind | Onshore | No | Wind |  | 26 | LV | Scotland | Scotland | FK12JW |  | 288503.0 | 671903.0 | 2016 | WON-000947
EDF Energy | Rhodders | Wind | Onshore | No | Wind |  | 12.3 | LV | Scotland | Scotland | FK147JZ |  | 288738.0 | 697461.0 | 2016 | WON-000948
EDF Energy | Pearie Law | Wind | Onshore | No | Wind |  | 19.2 | LV | Scotland | Scotland | EH558RT |  | 302205.0 | 659690.0 | 2016 | WON-000980
EDF Energy | Corriemoillie | Wind | Onshore | No | Wind |  | 48.45 | HV | Scotland | Scotland | IV232PQ |  | 234700.0 | 867700.0 | 2017 | WON-001156
EDF Energy | Beckburn | Wind | Onshore | No | Wind |  | 31.05 | LV | England | North West | DG165HU |  | 334466.0 | 568940.0 | 2017 | WON-001164
EDF Energy | Dorenell | Wind | Onshore | No | Wind |  | 177 | HV | Scotland | Scotland | AB554DT |  | 332000.0 | 829500.0 | 2018 | WON-001271
EDF Energy | Burnfoot East | Wind | Onshore | No | Wind |  | 10.8 | LV | Scotland | Scotland | FK147JZ | NN9468204706 | 294682 | 704706 | 2020 | WON-001285
EDF Energy | West Benhar | Wind | Onshore | No | Wind |  | 30.1 | LV | Scotland | Scotland | ML7 5TF | NS8956061750 | 289560 | 661750 | 2023 | WON-001557
Eneco Wind UK | Oaklands | Solar | PV | No | Solar |  | 5 | LV | England | South West |  | SY900894 | 389957.0 | 89555.0 | 2015 | SOL-000928
Eneco Wind UK | Tullo | Wind | Onshore | No | Wind |  | 17.5 | LV | Scotland | Scotland |  | NO757723 | 387283.0 | 785873.0 | 2010 | WON-000392
Eneco Wind UK | Lochluichart | Wind | Onshore | No | Wind |  | 69 | HV | Scotland | Scotland |  | NH333680 | 232030.0 | 866235.0 | 2013 | WON-000560
Eneco Wind UK | Twinshiels | Wind | Onshore | No | Wind |  | 25 | LV | Scotland | Scotland |  | NO757723 | 375955.0 | 771728.0 | 2014 | WON-000644
Eneco Wind UK | Burn of Whilk | Wind | Onshore | No | Wind |  | 22.5 | LV | Scotland | Scotland |  | ND293407 | 326232.0 | 939965.0 | 2015 | WON-000754
Eneco Wind UK | Moy | Wind | Onshore | No | Wind |  | 66 | LV | Scotland | Scotland |  | NH779370 | 276741.0 | 835240.0 | 2016 | WON-000949
Energy Capital Partners | Saltend Power Station | Fossil Fuel | CCGT | Yes | Natural Gas |  | 1200 | HV | England | Yorkshire and the Humber | HU128GA | TA162282 | 515970 | 428019 | 2000 | GAS-000198
Energy Capital Partners | Indian Queens Power Ltd | Fossil Fuel | Single cycle | No | Diesel/Gas Oil |  | 140 | HV | England | South West | PL26 8BY | SW940591 | 191739.0 | 58385.0 | 1996 | OIL-000168
Engie Power | Ffestiniog Power Station | Pumped Hydro | Pumped hydro | No | Pumped hydro |  | 360 | HV | Wales | Wales |  | SH679444 | 267900.0 | 344400.0 | 1963 | HST-000101
Engie Power | Dinorwig Power Station | Pumped Hydro | Pumped hydro | No | Pumped hydro |  | 1800 | HV | Wales | Wales |  | SH594600 | 259400.0 | 360000.0 | 1984 | HST-000128
Engie Power | Capel Grange Solar Energy Ltd | Solar | PV | No | Solar |  | 4.08 | LV | England | South East | TN126QX |  | 565242.0 | 144832.0 | 2016 | SOL-001036
Engie Power | Scotia Wind (Craigengelt) Ltd | Wind | Onshore | No | Wind |  | 20 | LV | Scotland | Scotland | FK79QS |  | 272451.0 | 686495.0 | 2010 | WON-000386
Engie Power | Crimp Wind Power Ltd | Wind | Onshore | No | Wind |  | 2.43 | LV | England | South West | EX239PD |  | 225180.0 | 115445.0 | 2011 | WON-000414
Engie Power | Flimby Wind Energy Ltd | Wind | Onshore | No | Wind |  | 6.15 | LV | England | North West | CA158SU |  | 302500.0 | 533500.0 | 2013 | WON-000532
Engie Power | Barlockhart Moor Wind Energy Ltd | Wind | Onshore | No | Wind |  | 8.2 | LV | Scotland | Scotland | DG80JQ |  | 221183.0 | 555886.0 | 2013 | WON-000549
Engie Power | Sober Hill Wind Farm Ltd | Wind | Onshore | No | Wind |  | 12.3 | LV | England | Yorkshire and the Humber | YO434TG |  | 480972.0 | 437663.0 | 2013 | WON-000564
Engie Power | Blantyre Muir Wind Energy Ltd | Wind | Onshore | No | Wind |  | 12.3 | LV | Scotland | Scotland | G720TR |  | 268888.0 | 651781.0 | 2014 | WON-000637
Engie Power | Carsington Wind Energy Ltd | Wind | Onshore | No | Wind |  | 8.2 | LV | England | East Midlands | DE44HF |  | 424640.0 | 354200.0 | 2014 | WON-000639
Engie Power | Cairnborrow Wind Energy Ltd | Wind | Onshore | No | Wind |  | 10.25 | LV | Scotland | Scotland | AB544XP |  | 346153.0 | 841867.0 | 2017 | WON-001152
EPPDII Ltd | EP SHB LTD | Fossil Fuel | CCGT | No | Natural Gas |  | 1400 | HV | England | Yorkshire and the Humber | DN418BZ | TA228134 | 522805 | 413425 | 1997 | GAS-000169
EPR | EPR Eye Ltd | Bioenergy | Bioenergy | No | Biomass | Oil | 14.316 | LV | England | East of England | IP238BW |  | 613050.0 | 275050.0 | 1992 | BIO-000134
EPR | EPR Glanford Ltd | Bioenergy | Bioenergy | No | Biomass | Oil | 14 | LV | England | Yorkshire and the Humber | DN158SB | SE 85987 14770 | 485987 | 414770 | 1993 | BIO-000137
EPR | EPR Thetford Ltd | Bioenergy | Bioenergy | No | Biomass | Oil | 41.5 | LV | England | East of England | IP241LX |  | 585300.0 | 286900.0 | 1998 | BIO-000175
EPR | EPR Scotland Ltd | Bioenergy | Bioenergy | No | Biomass |  | 12.5 | LV | Scotland | Scotland | KY50HR |  | 319000.0 | 695100.0 | 2000 | BIO-000194
EPR | EPR Ely Ltd | Bioenergy | Bioenergy | No | Biomass | Gas | 38 | LV | England | East of England | CB62QE |  | 545000.0 | 279900.0 | 2001 | BIO-000211
EPR | Ovenden Moor | Wind | Onshore | No | Wind |  | 18 | LV | England | Yorkshire and the Humber | HX2 7UA | SE0430030900 | 404300.0 | 430900.0 | 1993 | WON-000140
EPR | Royd Moor | Wind | Onshore | No | Wind |  | 6.5 | LV | England | Yorkshire and the Humber | S36 7RD | SE2200004000 | 422000.0 | 404000.0 | 1993 | WON-000142
EPUKi | Lynemouth Power Limited | Bioenergy | Bioenergy | No | Biomass |  | 420 | HV | England | North East | NE639NW |  | 430529 | 590112 | 2018 | BIO-001255
EPUKi | EP Ballylumford CCGT | Fossil Fuel | CCGT | No | Natural Gas |  | 592 | HV | Northern Ireland | Northern Ireland | BT403RS |  | 156969.0 | 556595.0 | 2003 | GAS-000239
EPUKi | EP Langage Ltd | Fossil Fuel | CCGT | No | Natural Gas |  | 905 | HV | England | South West | PL75AW |  | 257085.0 | 56194.0 | 2010 | GAS-000376
EPUKi | EP Ballylumford | Fossil Fuel | Single cycle | No | Diesel/Gas Oil |  | 120 | HV | Northern Ireland | Northern Ireland | BT403RS |  | 156969.0 | 556595.0 | 1974 | OIL-000116
EPUKi | EP Kilroot | Fossil Fuel | Single cycle | No | Diesel/Gas Oil |  | 142 | HV | Northern Ireland | Northern Ireland | BT387LX | NW 57689 43394 | 157689 | 543394 | 1981 | OIL-000122
EPUKi | EPNI | Fossil Fuel | Single cycle | No | Natural Gas |  | 700 | HV | Northern Ireland | Northern Ireland | BT38 7LX | NW 57573 43194 | 157573 | 543194 | 2024 | XXX-001653
ESB | CoolkeeraghESB C30 | Fossil Fuel | CCGT | No | Natural Gas |  | 413 | HV | Northern Ireland | Northern Ireland | BT476UL |  | 64846.0 | 584768.0 | 2004 | GAS-000248
ESB | Carrington Power | Fossil Fuel | CCGT | No | Natural Gas |  | 884 | HV | England | North West | M314AY |  | 373287.0 | 393037.0 | 2016 | GAS-000941
ESB | CoolkeeraghESB GT8 | Fossil Fuel | Single cycle | No | Diesel/Gas Oil |  | 53 | HV | Northern Ireland | Northern Ireland | BT476UL |  | 64846.0 | 584768.0 | 1970 | OIL-000109
ESB | Fullabrook | Wind | Onshore | No | Wind |  | 66 | LV | England | South West |  | SS 520 362 | 253055 | 141846 | 2011 | WON-001689
ESB | Mynydd y Betws | Wind | Onshore | No | Wind |  | 34.5 | LV | Wales | Wales |  | SN 65563 10253 | 267000 | 210000 | 2013 | WON-001690
ESB | West Durham | Wind | Onshore | No | Wind |  | 24.6 | LV | England | North East |  | NZ 12217 40861 | 412000 | 541000 | 2009 | WON-001691
European Energy A/S | PV@Pendine Solar Farm | Solar | PV | No | Solar |  | 4.9 | LV | Wales | Wales | SA33 4PR | SN2410310103 | 224103.0 | 210103.0 | 2016 | SOL-001015
European Energy A/S | Canewdon CIC | Solar | PV | No | Solar |  | 4.99 | LV | England | East of England | SS4 3LW |  | 586831 | 194705 | 2015 | SOL-001384
European Energy A/S | West End Farm PV CIC | Solar | PV | No | Solar |  | 4.88 | LV | England | East Midlands | DN22 0EF | TQ8605694401 | 586056 | 194401 | 2016 | SOL-001385
European Energy A/S | High Leas PV | Solar | PV | No | Solar |  | 4.88 | LV | England | East Midlands | LN11 8PJ | TF3962982380 | 539629 | 382380 | 2015 | SOL-001386
European Energy A/S | Canewdon PV | Solar | PV | No | Solar |  | 4.99 | LV | England | East of England | SS4 3LW |  | 586831 | 194705 | 2015 | SOL-001387
European Energy A/S | Woodhouse PV | Solar | PV | No | Solar |  | 4.88 | LV | England | North East | SR5 3NS | NZ5990215917 | 459902 | 515917 | 2017 | SOL-001388
European Energy A/S | West End Farm PV | Solar | PV | No | Solar |  | 4.88 | LV | England | East Midlands | DN22 0EF | TQ8605694401 | 586056 | 194401 | 2016 | SOL-001389
European Energy A/S | Bubney | Solar | PV | No | Solar |  | 40.36 | LV | England | West Midlands | SY13 4QH | SJ5134442321 | 351344 | 342321 | 2023 | SOL-001576
European Energy A/S | Marksbury | Solar | PV | No | Solar |  | 20.953 | LV | England | South West | BA2 9AD | ST 65670 61390 | 365790 | 161962 | 2025 | SOL-001663
European Energy A/S | Vicarage Drove | Solar | PV | No | Solar |  | 66.053 | LV | England | East Midlands | PE20 3BQ | TF 19370 38460 | 519370 | 338460 | 2026 | SOL-001697
European Energy A/S | Parc Cynog | Wind | Onshore | No | Wind |  | 3.6 | LV | Wales | Wales | SA33 4PY | SN2550009500 | 225500.0 | 209500.0 | 2001 | WON-000214
European Energy A/S | Pendine Wind Farm Limited | Wind | Onshore | No | Wind |  | 4.8 | LV | Wales | Wales | SA33 4PY | SN2523009760 | 225230.0 | 209760.0 | 2009 | WON-000368
Falck Renewables SpA | Cambrian | Wind | Onshore | No | Wind |  | 58.5 | LV | Wales | Wales | SY233LE |  | 281000.0 | 280000.0 | 2005 | WON-000271
Falck Renewables SpA | Boyndie | Wind | Onshore | No | Wind |  | 16.3 | LV | Scotland | Scotland |  | NJ613641 | 364000.0 | 862000.0 | 2006 | WON-000300
Falck Renewables SpA | Earlsburn | Wind | Onshore | No | Wind |  | 37.5 | LV | Scotland | Scotland |  | NS697882 | 269652.0 | 688422.0 | 2007 | WON-000308
Falck Renewables SpA | Ben Aketil | Wind | Onshore | No | Wind |  | 27.6 | LV | Scotland | Scotland |  | NG311485 | 132500.0 | 846500.0 | 2007 | WON-000318
Falck Renewables SpA | Kilbraur | Wind | Onshore | No | Wind |  | 67.5 | HV | Scotland | Scotland |  | NC788078 | 278550.0 | 907550.0 | 2008 | WON-000337
Falck Renewables SpA | Millennium | Wind | Onshore | No | Wind |  | 65 | HV | Scotland | Scotland |  | NH265106 | 225679.0 | 810840.0 | 2008 | WON-000340
Falck Renewables SpA | Nutberry | Wind | Onshore | No | Wind |  | 15 | LV | Scotland | Scotland |  | NS777322 | 279021.0 | 635662.0 | 2013 | WON-000555
Falck Renewables SpA | West Browncastle | Wind | Onshore | No | Wind |  | 30 | LV | Scotland | Scotland |  | NS619426 | 261117.0 | 642821.0 | 2014 | WON-000643
Falck Renewables SpA | Kingsburn | Wind | Onshore | No | Wind |  | 22.5 | LV | Scotland | Scotland |  | NS668898 | 266606.0 | 686412.0 | 2016 | WON-000952
Falck Renewables SpA | Spaldington | Wind | Onshore | No | Wind |  | 11.75 | LV | England | Yorkshire and the Humber |  | SE753329 | 475377.0 | 431986.0 | 2016 | WON-000953
Falck Renewables SpA | Assel Valley | Wind | Onshore | No | Wind |  | 25 | LV | Scotland | Scotland |  | NX211938 | 223370.0 | 595995.0 | 2016 | WON-000966
Falck Renewables SpA | Auchrobert | Wind | Onshore | No | Wind |  | 38.76 | LV | Scotland | Scotland |  | NS760392 | 275154.0 | 638500.0 | 2017 | WON-001166
Foresight Group | Shotwick | Solar | PV | No | Solar |  | 72.21 | LV | Wales | Wales | CH52UA |  | 332888.0 | 371036.0 | 2016 | SOL-001032
Foresight Group | Moel Moelogan | Wind | Onshore | No | Wind |  | 2.6 | LV | Wales | Wales | LL26 0NY | SH8461962203 | 284619.0 | 362203.0 | 2003 | WON-000247
Foresight Group | Moel Moelogan 2 | Wind | Onshore | No | Wind |  | 11.7 | LV | Wales | Wales | LL26 0NY | SH8470061300 | 284700.0 | 361300.0 | 2008 | WON-000347
Fred Olsen Renewables | Brockloch Rig 1 | Wind | Onshore | No | Wind |  | 21.6 | LV | Scotland | Scotland | KA18 4AT | NS6150002500 | 261500.0 | 602500.0 | 1996 | WON-000167
Fred Olsen Renewables | Crystal Rig | Wind | Onshore | No | Wind |  | 62.5 | LV | Scotland | Scotland | EH42 1SH | NT6800067000 | 368000.0 | 667000.0 | 2003 | WON-000243
Fred Olsen Renewables | Crystal Rig II | Wind | Onshore | No | Wind |  | 138 | HV | Scotland | Scotland | EH42 1SH | NT6700067500 | 367000.0 | 667500.0 | 2010 | WON-000246
Fred Olsen Renewables | Rothes | Wind | Onshore | No | Wind |  | 50.6 | LV | Scotland | Scotland | IV36 2RZ | NJ1840055900 | 318400.0 | 855900.0 | 2005 | WON-000261
Fred Olsen Renewables | Pauls Hill | Wind | Onshore | No | Wind |  | 64.4 | LV | Scotland | Scotland | IV36 2RZ | NJ1150540495 | 311505.0 | 840495.0 | 2006 | WON-000279
Fred Olsen Renewables | Rothes II | Wind | Onshore | No | Wind |  | 41.4 | LV | Scotland | Scotland | IV36 2RZ | NJ1850050500 | 318500.0 | 850500.0 | 2013 | WON-000541
Fred Olsen Renewables | Mid Hill | Wind | Onshore | No | Wind |  | 75.9 | LV | Scotland | Scotland | AB39 3TE | NO7054086500 | 370540.0 | 786500.0 | 2014 | WON-000556
Fred Olsen Renewables | Crystal Rig III | Wind | Onshore | No | Wind |  | 13.8 | HV | Scotland | Scotland | EH42 1SH | NT6856272486 | 368562.0 | 672486.0 | 2016 | WON-000974
Fred Olsen Renewables | Brockloch Rig | Wind | Onshore | No | Wind |  | 61.5 | HV | Scotland | Scotland | KA18 4AT | NX6516096516 | 265160.0 | 596516.0 | 2017 | WON-001175
Fred Olsen Renewables | Crystal Rig IV | Wind | Onshore | No | Wind |  | 48.2 | HV | Scotland | Scotland | EH42 1SH | NT 68561 72485 | 368562 | 672486 | 2025 | WON-001658
Greencoat Capital | Llancayo | Solar | PV | No | Solar |  | 4.9991 | LV | Wales | Wales | NP151HY |  | 336790.0 | 203067.0 | 2011 | SOL-000440
Greencoat Capital | Manor Farm | Solar | PV | No | Solar |  | 4.869 | LV | England | South East | P0229NR |  | 355189.0 | 130227.0 | 2016 | SOL-000445
Greencoat Capital | Springhill | Solar | PV | No | Solar |  | 4.9477 | LV | England | South West | WR127LB |  | 413653.0 | 235615.0 | 2011 | SOL-000446
Greencoat Capital | Islip | Solar | PV | No | Solar |  | 4.9912 | LV | England | East Midlands | NN143LT |  | 497983.0 | 279596.0 | 2011 | SOL-000479
Greencoat Capital | Grange Farm | Solar | PV | No | Solar |  | 5.8022 | LV | England | South West | TA210BU |  | 229006.0 | 92956.0 | 2013 | SOL-000571
Greencoat Capital | Limberlost | Solar | PV | No | Solar |  | 1.594 | LV | England | South East | RG198BR |  | 453510.0 | 164953.0 | 2013 | SOL-000576
Greencoat Capital | Redbridge | Solar | PV | No | Solar |  | 6.4832 | LV | England | South West | DT28DY |  | 377194.0 | 88984.0 | 2014 | SOL-000607
Greencoat Capital | Bicester | Solar | PV | No | Solar |  | 18.4 | LV | England | South East | OX252ND |  | 459052.0 | 218811.0 | 2013 | SOL-000622
Greencoat Capital | Huntingdon | Solar | PV | No | Solar |  | 10.204 | LV | England | East of England | PE285YJ |  | 520021.0 | 281612.0 | 2014 | SOL-000662
Greencoat Capital | Mendip | Solar | PV | No | Solar |  | 7.175 | LV | England | South West | BA3 4LU |  | 359176.0 | 151234.0 | 2014 | SOL-000666
Greencoat Capital | Newnton Dairy | Solar | PV | No | Solar |  | 7.176 | LV | England | South West | SN169SR |  | 392277.0 | 191968.0 | 2014 | SOL-000667
Greencoat Capital | Wrangle | Solar | PV | No | Solar |  | 10.795 | LV | England | East Midlands | PE220PZ |  | 538495.0 | 348945.0 | 2014 | SOL-000678
Greencoat Capital | Stonebarrow | Solar | PV | No | Solar |  | 7.485 | LV | England | South West | EX135UL |  | 334899.0 | 98840.0 | 2014 | SOL-000702
Greencoat Capital | Stowbridge | Solar | PV | No | Solar |  | 24.323 | LV | England | East of England | CB63LF |  | 551252.0 | 272416.0 | 2014 | SOL-000703
Greencoat Capital | Westover | Solar | PV | No | Solar |  | 7.0416 | LV | England | South East | SP117SE |  | 434623.0 | 140438.0 | 2014 | SOL-000706
Greencoat Capital | Anglesey | Solar | PV | No | Solar |  | 14.9261 | LV | Wales | Wales | LL635SZ |  | 238717.0 | 367342.0 | 2014 | SOL-000710
Greencoat Capital | Stables | Solar | PV | No | Solar |  | 1.966 | LV | England | East Midlands | CV136EB |  | 440233.0 | 297103.0 | 2014 | SOL-000728
Greencoat Capital | Grange Farm | Solar | PV | No | Solar |  | 21.0984 | LV | England | South West | BS361RR |  | 363968.0 | 182366.0 | 2014 | SOL-000734
Greencoat Capital | Winnards | Solar | PV | No | Solar |  | 4.4528 | LV | England | South West | TR96DG |  | 192864.0 | 66586.0 | 2015 | SOL-000767
Greencoat Capital | Bluegates | Solar | PV | No | Solar |  | 10.6972 | LV | England | East of England | CO78DE |  | 607018.0 | 222279.0 | 2015 | SOL-000771
Greencoat Capital | Rowles | Solar | PV | No | Solar |  | 12.762 | LV | England | South East | OX253QQ |  | 453433 | 216448 | 2015 | SOL-000777
Greencoat Capital | Flit | Solar | PV | No | Solar |  | 10.4652 | LV | England | South East | OX51PH | SP4877412010 | 448774 | 212010 | 2015 | SOL-000780
Greencoat Capital | Christchurch | Solar | PV | No | Solar |  | 17.9266 | LV | England | South West | BH237AA |  | 417714.0 | 95129.0 | 2015 | SOL-000785
Greencoat Capital | Egmanton | Solar | PV | No | Solar |  | 14.1085 | LV | England | East Midlands | NG220HH |  | 474907 | 368832 | 2015 | SOL-000786
Greencoat Capital | Aston Clinton | Solar | PV | No | Solar |  | 24.2423 | LV | England | South East | HP225DY |  | 484594.0 | 215796.0 | 2015 | SOL-000790
Greencoat Capital | Dunkeswell | Solar | PV | No | Solar |  | 2.7951 | LV | England | South West |  | EX144RD | 313746.0 | 107938.0 | 2015 | SOL-000792
Greencoat Capital | Homestead | Solar | PV | No | Solar |  | 17.7125 | LV | England | East Midlands | NN127LS |  | 473845.0 | 244756.0 | 2015 | SOL-000794
Greencoat Capital | Hunciecroft | Solar | PV | No | Solar |  | 7.619 | LV | England | East Midlands | S803ND |  | 454513.0 | 373909.0 | 2015 | SOL-000795
Greencoat Capital | New Kaine | Solar | PV | No | Solar |  | 1.8748 | LV | England | South East | ME97HP |  | 584858.0 | 166460.0 | 2015 | SOL-000797
Greencoat Capital | New Stone House | Solar | PV | No | Solar |  | 11.4768 | LV | England | South East | OX252PT |  | 455811.0 | 219330.0 | 2015 | SOL-000798
Greencoat Capital | Chapel Hill | Solar | PV | No | Solar |  | 10.0703 | LV | Wales | Wales | SA715HY |  | 196092.0 | 197842.0 | 2015 | SOL-000821
Greencoat Capital | Saron | Solar | PV | No | Solar |  | 6.3326 | LV | Wales | Wales | SA183TW |  | 260904.0 | 212664.0 | 2015 | SOL-000824
Greencoat Capital | Hendai | Solar | PV | No | Solar |  | 13.3954 | LV | Wales | Wales | CF82 8FU | CF828FU | 312392.0 | 197842.0 | 2015 | SOL-000829
Greencoat Capital | Weston Longville | Solar | PV | No | Solar |  | 7.5686 | LV | England | East of England | NR9 5JF | NR95JF | 610220.0 | 315069.0 | 2015 | SOL-000832
Greencoat Capital | Gaultney | Solar | PV | No | Solar |  | 21.558 | LV | England | East Midlands | NN142SW | SP8117783964 | 481177 | 283964 | 2015 | SOL-000833
Greencoat Capital | Garvinack | Solar | PV | No | Solar |  | 9.6228 | LV | England | South West | TR49EP |  | 177775.0 | 47586.0 | 2015 | SOL-000834
Greencoat Capital | Coombe | Solar | PV | No | Solar |  | 7.2785 | LV | England | South West | EX85AZ |  | 301187.0 | 84681.0 | 2015 | SOL-000835
Greencoat Capital | Isle of Wight | Solar | PV | No | Solar |  | 6.2264 | LV | England | South East | PO334RW |  | 452614.0 | 90511.0 | 2015 | SOL-000836
Greencoat Capital | Place Farm | Solar | PV | No | Solar |  | 6.7917 | LV | England | South East | TN262LX |  | 597181.0 | 132855.0 | 2015 | SOL-000838
Greencoat Capital | Malmaynes | Solar | PV | No | Solar |  | 14.8262 | LV | England | South East | ME39SQ |  | 580664.0 | 175335.0 | 2015 | SOL-000839
Greencoat Capital | Littlewood | Solar | PV | No | Solar |  | 13.728 | LV | England | South East | MK197NF |  | 482105.0 | 247071.0 | 2015 | SOL-000840
Greencoat Capital | Moat Farm | Solar | PV | No | Solar |  | 4.6176 | LV | England | East Midlands | DN228QX |  | 466600.0 | 384353.0 | 2015 | SOL-000841
Greencoat Capital | Upper Farm | Solar | PV | No | Solar |  | 10.0105 | LV | England | South East | SO249RY |  | 463453.0 | 141758.0 | 2015 | SOL-000843
Greencoat Capital | Rhydypandy | Solar | PV | No | Solar |  | 6.3801 | LV | Wales | Wales | SA66NX |  | 265957.0 | 200658.0 | 2015 | SOL-000844
Greencoat Capital | Wilton | Solar | PV | No | Solar |  | 9.4838 | LV | England | South West | PL125BX |  | 231509.0 | 58873.0 | 2015 | SOL-000846
Greencoat Capital | Hoplass | Solar | PV | No | Solar |  | 10.3428 | LV | Wales | Wales | SA715TG |  | 190875.0 | 200362.0 | 2015 | SOL-000848
Greencoat Capital | Radstone | Solar | PV | No | Solar |  | 5.2204 | LV | England | East Midlands | NN135PY |  | 458697 | 239909 | 2015 | SOL-000851
Greencoat Capital | Hendre Fawr | Solar | PV | No | Solar |  | 11.6259 | LV | Wales | Wales | CF449RJ |  | 291347.0 | 206062.0 | 2015 | SOL-000852
Greencoat Capital | Morton Solar | Solar | PV | No | Solar |  | 28.0954 | LV | England | East Midlands | DN228HD |  | 467120.0 | 379462.0 | 2015 | SOL-000854
Greencoat Capital | Welbeck | Solar | PV | No | Solar |  | 16.0384 | LV | England | East Midlands | NG229EY |  | 460619.0 | 372696.0 | 2015 | SOL-000857
Greencoat Capital | Gedulah | Solar | PV | No | Solar |  | 18.33 | LV | England | North West | CA73JU | NY1485143478 | 314851 | 543478 | 2015 | SOL-000861
Greencoat Capital | Rolleston | Solar | PV | No | Solar |  | 18.003 | LV | England | West Midlands | DE139HH |  | 421291.0 | 326955.0 | 2015 | SOL-000875
Greencoat Capital | Bentham | Solar | PV | No | Solar |  | 11.051 | LV | England | South West | SN54JB |  | 407114.0 | 189633.0 | 2015 | SOL-000876
Greencoat Capital | Bedborough | Solar | PV | No | Solar |  | 4.999 | LV | England | South West | BH217BQ |  | 404920.0 | 101836.0 | 2015 | SOL-000883
Greencoat Capital | Slade Farm | Solar | PV | No | Solar |  | 4.0966 | LV | England | South West | TQ72HE |  | 274224.0 | 45194.0 | 2015 | SOL-000886
Greencoat Capital | FannyHouse | Solar | PV | No | Solar |  | 4.942 | LV | England | North West | LA33EF |  | 342598.0 | 462146.0 | 2015 | SOL-000892
Greencoat Capital | Guston | Solar | PV | No | Solar |  | 4.9993 | LV | England | South East | CT155EW |  | 632877.0 | 144096.0 | 2015 | SOL-000902
Greencoat Capital | Long Meadow | Solar | PV | No | Solar |  | 4.1198 | LV | England | South East | LU79DY |  | 493475.0 | 217559.0 | 2015 | SOL-000913
Greencoat Capital | Margate | Solar | PV | No | Solar |  | 3.366 | LV | England | South West | PL311HE |  | 208657.0 | 66512.0 | 2015 | SOL-000916
Greencoat Capital | Great Seabrook | Solar | PV | No | Solar |  | 4.965 | LV | England | South East | LU79DY |  | 493192.0 | 217705.0 | 2015 | SOL-000923
Greencoat Capital | Ferry Farm | Solar | PV | No | Solar |  | 4.924 | LV | England | South East | PO209DZ |  | 485830.0 | 96047.0 | 2015 | SOL-000931
Greencoat Capital | Canopus | Solar | PV | No | Solar |  | 4.9986 | LV | England | East Midlands | PE227BE |  | 530597.0 | 347613.0 | 2015 | SOL-000935
Greencoat Capital | Burnham Wick | Solar | PV | No | Solar |  | 4.9992 | LV | England | East of England | CM08LU |  | 596876.0 | 195875.0 | 2015 | SOL-000936
Greencoat Capital | Upper Wick | Solar | PV | No | Solar |  | 4.9986 | LV | England | South West | GL116DE |  | 371550.0 | 195850.0 | 2015 | SOL-000937
Greencoat Capital | ScottowMoor | Solar | PV | No | Solar |  | 33.68 | LV | England | East of England | NR105FB |  | 626488.0 | 323770.0 | 2015 | SOL-000939
Greencoat Capital | Five Oaks | Solar | PV | No | Solar |  | 4.9997 | LV | England | South East | RH149AZ |  | 509003.0 | 130058.0 | 2016 | SOL-000986
Greencoat Capital | SMSL1 | Solar | PV | No | Solar |  | 4.7696 | LV | England | East of England | NR105FB |  | 626626.0 | 322780.0 | 2016 | SOL-000988
Greencoat Capital | Eveley | Solar | PV | No | Solar |  | 49.328 | LV | England | South East | SO206SA |  | 432815.0 | 133266.0 | 2016 | SOL-000997
Greencoat Capital | Ford | Solar | PV | No | Solar |  | 11.5699 | LV | England | South East | BN443AT |  | 517748.0 | 117195.0 | 2016 | SOL-000999
Greencoat Capital | LowerHouse | Solar | PV | No | Solar |  | 8.2237 | LV | Wales | Wales | NP151JU |  | 334870.0 | 204817.0 | 2016 | SOL-001001
Greencoat Capital | Sellindge | Solar | PV | No | Solar |  | 11.2093 | LV | England | South East | TN256EE |  | 608480.0 | 137870.0 | 2016 | SOL-001007
Greencoat Capital | Trowle | Solar | PV | No | Solar |  | 4.9986 | LV | England | South West | BA149BR |  | 383857.0 | 158625.0 | 2016 | SOL-001008
Greencoat Capital | Bryn Bachau | Solar | PV | No | Solar |  | 4.5721 | LV | Wales | Wales | LL536RQ |  | 243136.0 | 336998.0 | 2016 | SOL-001009
Greencoat Capital | Bent Spur | Solar | PV | No | Solar |  | 4.992 | LV | England | North West | BL48SJ |  | 375173.0 | 404114.0 | 2016 | SOL-001012
Greencoat Capital | Swindon | Solar | PV | No | Solar |  | 60.8926 | LV | England | South West | SN49NS |  | 413029.0 | 179126.0 | 2016 | SOL-001017
Greencoat Capital | SMSL2 | Solar | PV | No | Solar |  | 4.8905 | LV | England | East of England | NR105FB |  | 625975.0 | 323016.0 | 2016 | SOL-001019
Greencoat Capital | SMSL3 | Solar | PV | No | Solar |  | 4.9524 | LV | England | East of England | NR105FB |  | 625975.0 | 323016.0 | 2016 | SOL-001020
Greencoat Capital | SMSL4 | Solar | PV | No | Solar |  | 3.6445 | LV | England | East of England | NR105FB |  | 625975.0 | 323016.0 | 2016 | SOL-001021
Greencoat Capital | Bobbing | Solar | PV | No | Solar |  | 11.6012 | LV | England | South East | ME97HZ |  | 586894.0 | 165757.0 | 2016 | SOL-001027
Greencoat Capital | Outwood | Solar | PV | No | Solar |  | 4.9701 | LV | England | East of England | CM112TX |  | 568931.0 | 193607.0 | 2016 | SOL-001028
Greencoat Capital | Lagness | Solar | PV | No | Solar |  | 4.847 | LV | England | South East | PO201LR |  | 490675.0 | 101234.0 | 2016 | SOL-001029
Greencoat Capital | Seaview | Solar | PV | No | Solar |  | 1.8774 | LV | Wales | Wales | CF365TB |  | 282388.0 | 178878.0 | 2016 | SOL-001030
Greencoat Capital | 30Acres | Solar | PV | No | Solar |  | 3.773 | LV | England | East Midlands | NG208XT |  | 453432.0 | 367916.0 | 2016 | SOL-001034
Greencoat Capital | Errol | Solar | PV | No | Solar |  | 12.9994 | LV | Scotland | Scotland | PH27NL |  | 321840.0 | 721031.0 | 2016 | SOL-001043
Greencoat Capital | Wilsom Farm | Solar | PV | No | Solar |  | 4.0058 | LV | England | South East | GU343BF |  | 472777.0 | 138856.0 | 2016 | SOL-001045
Greencoat Capital | Honeysome | Solar | PV | No | Solar |  | 4.346 | LV | England | East of England | PE166TG |  | 538755.0 | 286122.0 | 2016 | SOL-001049
Greencoat Capital | RamseySolar | Solar | PV | No | Solar |  | 4.973 | LV | England | East of England | PE262RU |  | 527862.0 | 284726.0 | 2016 | SOL-001051
Greencoat Capital | Newton | Solar | PV | No | Solar |  | 4.9873 | LV | England | East of England | NR148GD |  | 624152.0 | 306192.0 | 2016 | SOL-001053
Greencoat Capital | Severn Beach | Solar | PV | No | Solar |  | 3.9562 | LV | England | South West | BS354NL |  | 354534.0 | 184909.0 | 2016 | SOL-001054
Greencoat Capital | Marchington | Solar | PV | No | Solar |  | 4.9982 | LV | England | West Midlands | DE65GX |  | 416198 | 330270 | 2016 | SOL-001056
Greencoat Capital | Tower Hayes | Solar | PV | No | Solar |  | 4.9991 | LV | England | East Midlands | LE671FH |  | 444576.0 | 310822.0 | 2016 | SOL-001060
Greencoat Capital | Carnemough | Solar | PV | No | Solar |  | 10.1403 | LV | England | South West | TR24EL |  | 191629.0 | 52065.0 | 2016 | SOL-001062
Greencoat Capital | Kinmel 1 | Solar | PV | No | Solar |  | 4.9986 | LV | Wales | Wales | LL229SD |  | 298420 | 377733 | 2016 | SOL-001063
Greencoat Capital | Merston | Solar | PV | No | Solar |  | 4.999 | LV | England | South East | PO201LL |  | 489440.0 | 102825.0 | 2016 | SOL-001064
Greencoat Capital | Carlam Hill Education | Solar | PV | No | Solar |  | 4.998 | LV | England | Yorkshire and the Humber | HU75YX | TA1100036000 | 511000 | 436000 | 2016 | SOL-001065
Greencoat Capital | Rhewl 1 | Solar | PV | No | Solar |  | 3.0415 | LV | Wales | Wales | NP166AG | ST4949093050 | 349490 | 193050 | 2016 | SOL-001066
Greencoat Capital | Sudbrook | Solar | PV | No | Solar |  | 4.998 | LV | Wales | Wales | NP265SR |  | 350024.0 | 187852.0 | 2016 | SOL-001068
Greencoat Capital | Kinmel 2 | Solar | PV | No | Solar |  | 4.992 | LV | Wales | Wales | LL229SG |  | 296340 | 376905 | 2016 | SOL-001071
Greencoat Capital | Ashby | Solar | PV | No | Solar |  | 4.7991 | LV | England | East Midlands | LE652UN |  | 434525.0 | 317774.0 | 2016 | SOL-001094
Greencoat Capital | Balcombe | Solar | PV | No | Solar |  | 4.9608 | LV | England | South East | RH194QS |  | 535377.0 | 132854.0 | 2016 | SOL-001100
Greencoat Capital | Huntspill | Solar | PV | No | Solar |  | 4.993 | LV | England | South West | TA93PN |  | 332877.0 | 144342.0 | 2016 | SOL-001103
Greencoat Capital | Shuttleworth | Solar | PV | No | Solar |  | 4.9991 | LV | England | North West | BB74LL |  | 382296.0 | 448048.0 | 2016 | SOL-001105
Greencoat Capital | Wilbees | Solar | PV | No | Solar |  | 4.9987 | LV | England | South East | BN266RU |  | 554339.0 | 106829.0 | 2016 | SOL-001107
Greencoat Capital | Basin Bridge | Solar | PV | No | Solar |  | 4.9896 | LV | England | East Midlands | CV136JJ | SP3952296115 | 439522 | 296115 | 2016 | SOL-001109
Greencoat Capital | Pantymoch | Solar | PV | No | Solar |  | 4.992 | LV | Wales | Wales | SA132UT |  | 277876.0 | 190467.0 | 2016 | SOL-001110
Greencoat Capital | Royston | Solar | PV | No | Solar |  | 4.96 | LV | England | East of England | SG85UT |  | 535667.0 | 242584.0 | 2015 | SOL-001111
Greencoat Capital | Moor House | Solar | PV | No | Solar |  | 4.9156 | LV | England | North West | CA144JZ |  | 301300.0 | 525369.0 | 2016 | SOL-001113
Greencoat Capital | Cranham | Solar | PV | No | Solar |  | 2.9987 | LV | England | London | RM143NU |  | 558400.0 | 187089.0 | 2016 | SOL-001114
Greencoat Capital | Mill Farm | Solar | PV | No | Solar |  | 4.9967 | LV | England | East Midlands | NG335DP |  | 494872.0 | 331696.0 | 2016 | SOL-001116
Greencoat Capital | Bury Green | Solar | PV | No | Solar |  | 4.973 | LV | England | East of England | PE262RY |  | 525500.0 | 285500.0 | 2016 | SOL-001120
Greencoat Capital | Eckland Lodge | Solar | PV | No | Solar |  | 3.657 | LV | England | East Midlands | LE168HB |  | 478672.0 | 284948.0 | 2016 | SOL-001123
Greencoat Capital | Royston CIC | Solar | PV | No | Solar |  | 4.896 | LV | England | East of England | SG85UT |  | 535667.0 | 242584.0 | 2016 | SOL-001125
Greencoat Capital | Pantymoch CIC | Solar | PV | No | Solar |  | 4.896 | LV | Wales | Wales | SA132UT |  | 277876.0 | 190467.0 | 2016 | SOL-001126
Greencoat Capital | Wick Road CIC | Solar | PV | No | Solar |  | 2.1994 | LV | England | South West | BS246RR |  | 331664.0 | 154677.0 | 2016 | SOL-001127
Greencoat Capital | Wick Road | Solar | PV | No | Solar |  | 4.6627 | LV | England | South West | BS246RR |  | 331664.0 | 154677.0 | 2016 | SOL-001128
Greencoat Capital | Bransholme Solar | Solar | PV | No | Solar |  | 4.998 | LV | England | Yorkshire and the Humber | HU75YX |  | 511000 | 436000 | 2016 | SOL-001130
Greencoat Capital | Rolls Royce | Solar | PV | No | Solar |  | 3.2 | LV | England | South West | BS346QA |  | 360460.0 | 180792.0 | 2016 | SOL-001133
Greencoat Capital | Rhewl 2 | Solar | PV | No | Solar |  | 3.0716 | LV | Wales | Wales | NP166AG | ST493931 | 349376 | 193176 | 2016 | SOL-001134
Greencoat Capital | Carrowdore | Solar | PV | No | Solar |  | 5.9816 | LV | Northern Ireland | Northern Ireland | BT222HH |  | 169400.0 | 525454.0 | 2017 | SOL-001195
Greencoat Capital | Carver Hey | Solar | PV | No | Solar |  | 2.5056 | LV | England | North West | PR44SX |  | 348519.0 | 423631.0 | 2017 | SOL-001199
Greencoat Capital | Woodhouse | Solar | PV | No | Solar |  | 4.9795 | LV | England | West Midlands | ST145HY |  | 409432.0 | 339052.0 | 2017 | SOL-001205
Greencoat Capital | Brent Broad | Solar | PV | No | Solar |  | 3.7584 | LV | England | South West | BS246RR |  | 332623.0 | 152727.0 | 2017 | SOL-001209
Greencoat Capital | Home Farm | Solar | PV | No | Solar |  | 4.9873 | LV | England | South West | GL519RS |  | 393986.0 | 226037.0 | 2017 | SOL-001210
Greencoat Capital | Arnawood | Solar | PV | No | Solar |  | 4.992 | LV | England | North West | LA20AE |  | 346363.0 | 459484.0 | 2017 | SOL-001211
Greencoat Capital | Bilsborrow | Solar | PV | No | Solar |  | 4.9926 | LV | England | North West | PR30RU |  | 350124.0 | 439100.0 | 2017 | SOL-001216
Greencoat Capital | Snettisham | Solar | PV | No | Solar |  | 2.6928 | LV | England | East of England | PE317NE |  | 570621.0 | 334187.0 | 2017 | SOL-001217
Greencoat Capital | Otherton | Solar | PV | No | Solar |  | 2.5186 | LV | England | West Midlands | WR65LS |  | 380432.0 | 254242.0 | 2017 | SOL-001218
Greencoat Capital | West Strathore | Solar | PV | No | Solar |  | 4.9773 | LV | Scotland | Scotland | KY14DQ |  | 328619.0 | 697504.0 | 2017 | SOL-001219
Greencoat Capital | Potters Bar | Solar | PV | No | Solar |  | 4.9981 | LV | England | East of England | EN63DQ |  | 524112.0 | 202677.0 | 2017 | SOL-001220
Greencoat Capital | Widehurst | Solar | PV | No | Solar |  | 4.9862 | LV | England | South East | TN129LN |  | 575536.0 | 142994.0 | 2017 | SOL-001221
Greencoat Capital | Ainderby | Solar | PV | No | Solar |  | 4.961 | LV | England | Yorkshire and the Humber | DL79PZ |  | 433420.0 | 492119.0 | 2017 | SOL-001222
Greencoat Capital | Bann Road | Solar | PV | No | Solar |  | 45.7528 | LV | Northern Ireland | Northern Ireland | BT44 8SD | NW1126271958 | 111262.0 | 571958.0 | 2017 | SOL-001223
Greencoat Capital | Cockett Valley | Solar | PV | No | Solar |  | 4.9993 | LV | Wales | Wales | SA54TH |  | 260884.0 | 195188.0 | 2017 | SOL-001224
Greencoat Capital | Henley | Solar | PV | No | Solar |  | 4.999 | LV | England | West Midlands | SY66RS |  | 345599.0 | 288062.0 | 2017 | SOL-001225
Greencoat Capital | Upper Meadowley | Solar | PV | No | Solar |  | 4.8654 | LV | England | West Midlands | WV166UQ |  | 366792.0 | 292516.0 | 2017 | SOL-001228
Greencoat Capital | Wraysbury | Solar | PV | No | Solar |  | 3.049 | LV | England | South East | TW195AH |  | 501492.0 | 172752.0 | 2017 | SOL-001229
Greencoat Capital | Berthllwyd | Solar | PV | No | Solar |  | 4.9648 | LV | Wales | Wales | CF371PS |  | 307796.0 | 188016.0 | 2017 | SOL-001230
Greencoat Capital | Bodwen | Solar | PV | No | Solar |  | 4.9998 | LV | England | South West | PL268RP |  | 202672.0 | 60536.0 | 2017 | SOL-001231
Greencoat Capital | Ebnal Lodge | Solar | PV | No | Solar |  | 4.9894 | LV | England | West Midlands | SY107BL |  | 331810.0 | 334117.0 | 2017 | SOL-001232
Greencoat Capital | Sandhutton | Solar | PV | No | Solar |  | 4.9998 | LV | England | Yorkshire and the Humber | YO74RW |  | 439302.0 | 482532.0 | 2017 | SOL-001233
Greencoat Capital | Hunger Hill | Solar | PV | No | Solar |  | 4.9958 | LV | England | North East | DL21JZ |  | 433439.0 | 512522.0 | 2017 | SOL-001234
Greencoat Capital | Wrea Green | Solar | PV | No | Solar |  | 4.8797 | LV | England | North West | PR42WP |  | 338850.0 | 431150.0 | 2017 | SOL-001239
Greencoat Capital | CommonFarm | Solar | PV | No | Solar |  | 3.3364 | LV | England | South West | SN49QJ |  | 413720.0 | 181837.0 | 2017 | SOL-001241
Greencoat Capital | Netley | Solar | PV | No | Solar |  | 4.997 | LV | England | South East | SO315FF |  | 446625.0 | 109005.0 | 2017 | SOL-001244
Greencoat Capital | West Carclaze | Solar | PV | No | Solar |  | 4.9948 | LV | England | South West | PL268XL |  | 201930.0 | 55161.0 | 2017 | SOL-001245
Greencoat Capital | Belper | Solar | PV | No | Solar |  | 4.9979 | LV | England | North East | TS160PS |  | 437351.0 | 348648.0 | 2017 | SOL-001246
Greencoat Capital | Carmarthen | Solar | PV | No | Solar |  | 4.7012 | LV | Wales | Wales | SA312LS | SN 42943 17291 | 242943 | 217291 | 2017 | SOL-001247
Greencoat Capital | Clay Cross | Solar | PV | No | Solar |  | 4.9928 | LV | England | North West | CA141LG |  | 301000.0 | 532000.0 | 2017 | SOL-001248
Greencoat Capital | Lisburn | Solar | PV | No | Solar |  | 20.5 | LV | Northern Ireland | Northern Ireland | BT282SL |  | 134798.0 | 521384.0 | 2017 | SOL-001254
Greencoat Capital | Mount Farm | Solar | PV | No | Solar |  | 23.0789 | LV | England | West Midlands | WR12 7JA |  | 404408 | 239674 | 2016 | SOL-001311
Greencoat Capital | Vine Farm | Solar | PV | No | Solar |  | 45.916 | LV | England | East of England | SG8 0HJ | TL3232147623 | 532321 | 247623 | 2016 | SOL-001312
Greencoat Capital | Rose & Crown | Solar | PV | No | Solar |  | 30.107 | LV | England | East of England | PE14 7JB |  | 548440 | 315807 | 2016 | SOL-001313
Greencoat Capital | Laurel Hill | Solar | PV | No | Solar |  | 14.202 | LV | Northern Ireland | Northern Ireland | BT251JS | NW2348809151 | 123488 | 509151 | 2018 | SOL-001369
Greencoat Capital | Trefullock | Solar | PV | No | Solar |  | 4.9979 | LV | England | South West | TR85BH | SW8984056035 | 189840 | 56035 | 2011 | SOL-001382
Greencoat Capital | Thornham | Solar | PV | No | Solar |  | 20.627 | LV | England | East of England | PE365LH | SK7640878677 | 476408 | 378677 | 2022 | SOL-001383
Greencoat Capital | Beech Farm | Solar | PV | No | Solar |  | 4.3027 | LV | England | South West | SN67SE | SU 17999 90239 | 417999 | 190239 | 2016 | SOL-001409
Greencoat Capital | Dove View | Solar | PV | No | Solar |  | 4.5652 | LV | England | West Midlands | ST148JY | SK 12900 31112 | 412895 | 331114 | 2016 | SOL-001410
Greencoat Capital | Hurcott | Solar | PV | No | Solar |  | 9.9965 | LV | England | South West | TA190JS | ST 39249 15679 | 339249 | 115679 | 2015 | SOL-001411
Greencoat Capital | Turweston | Solar | PV | No | Solar |  | 16.4448 | LV | England | South East | NN135YD | SP 61560 38176 | 461560 | 238176 | 2014 | SOL-001412
Greencoat Capital | Streetfield | Solar | PV | No | Solar |  | 49.9875 | LV | England | West Midlands | LE17 4HS | SP 50726 82742 | 450726 | 282742 | 2022 | SOL-001415
Greencoat Capital | Carn Nicholas | Solar | PV | No | Solar |  | 9.9 | LV | Wales | Wales | SA17BL | SS 67696 94199 | 267696 | 194199 | 2023 | SOL-001549
Greencoat Capital | Gorse Lane | Solar | PV | No | Solar |  | 49.9962 | LV | England | East Midlands | NG34 8PF | TF0707541219 | 507075 | 341219 | 2022 | SOL-001571
Greencoat Capital | Thaxted | Solar | PV | No | Solar |  | 48.0035 | LV | England | East of England | CM6 2RD | TL 62575 32043 | 562575 | 232043 | 2024 | SOL-001572
Greencoat Capital | Bicker Fen | Solar | PV | No | Solar |  | 22.559 | LV | England | East Midlands | PE24 5AZ |  | 546683 | 363395 | 2024 | SOL-001605
Greencoat Capital | Sudbury | Solar | PV | No | Solar |  | 19.8266 | LV | England | East Midlands | DE6 5AG | SK 17318 31679 | 416833 | 331778 | 2015 | SOL-001607
Greencoat Capital | Tiln Solar | Solar | PV | No | Solar |  | 61.473 | LV | England | East Midlands | DN22 9JH |  | 471163 | 383043 | 2024 | SOL-001616
Greencoat Capital | Eynsham | Solar | PV | No | Solar |  | 32.0068 | LV | England | South East | OX294BH | SP 40931 09187 | 440931 | 209187 | 2024 | SOL-001643
Greencoat Capital | Elms | Solar | PV | No | Solar |  | 27.783 | LV | England | West Midlands | CV35 9DP | SP 29032 57057 | 429032 | 257057 | 2024 | SOL-001649
Greencoat Capital | Stokeford | Solar | PV | No | Solar |  | 28.5152 | LV | England | South West | BH20 6AN | SY 87473 87484 | 387473 | 87484 | 2024 | SOL-001651
Greencoat Capital | Tappaghan Wind Farm | Wind | Onshore | No | Wind |  | 28.5 | LV | Northern Ireland | Northern Ireland |  | NV 41015 31174 | 41015.0 | 531174.0 | 2005 | WON-000272
Greencoat Capital | Braes of Doune Wind Farm | Wind | Onshore | No | Wind |  | 72 | HV | Scotland | Scotland |  | NN7259010500 | 272590.0 | 710500.0 | 2007 | WON-000306
Greencoat Capital | Bin Mountain Wind Farm | Wind | Onshore | No | Wind |  | 9 | LV | Northern Ireland | Northern Ireland |  | NV5714558200 | 57145.0 | 558200.0 | 2007 | WON-000312
Greencoat Capital | Slieve Divena | Wind | Onshore | No | Wind |  | 30 | LV | Northern Ireland | Northern Ireland |  | NV6960224593 | 69602.0 | 524593.0 | 2009 | WON-000359
Greencoat Capital | North Rhins | Wind | Onshore | No | Wind |  | 22 | LV | Scotland | Scotland |  | NX0198057960 | 201980.0 | 557960.0 | 2009 | WON-000360
Greencoat Capital | Carcant Wind Farm | Wind | Onshore | No | Wind |  | 6 | LV | Scotland | Scotland |  | NT3625052850 | 336250.0 | 652850.0 | 2010 | WON-000390
Greencoat Capital | Screggagh | Wind | Onshore | No | Wind |  | 20 | LV | Northern Ireland | Northern Ireland |  | NV5456620549 | 54566.0 | 520549.0 | 2011 | WON-000413
Greencoat Capital | Church Hill | Wind | Onshore | No | Wind |  | 18.4 | LV | Northern Ireland | Northern Ireland |  | NV 31711 43769 | 31711.0 | 543769.0 | 2012 | WON-000462
Greencoat Capital | Crighshane | Wind | Onshore | No | Wind |  | 32.2 | LV | Northern Ireland | Northern Ireland | BT81 7HS | NV2902142409 | 29021.0 | 542409.0 | 2012 | WON-000463
Greencoat Capital | Drone Hill | Wind | Onshore | No | Wind |  | 28.6 | LV | Scotland | Scotland |  | NT8371967227 | 383719 | 667227 | 2012 | WON-000472
Greencoat Capital | Cotton Farm | Wind | Onshore | No | Wind |  | 16.4 | LV | England | East of England |  | TL2327064130 | 523270 | 264130 | 2013 | WON-000512
Greencoat Capital | Earls Hall Farm | Wind | Onshore | No | Wind |  | 10.25 | LV | England | East of England |  | TM1455016860 | 614550 | 216860 | 2013 | WON-000513
Greencoat Capital | Kildrummy | Wind | Onshore | No | Wind |  | 18.4 | LV | Scotland | Scotland |  | NJ5765515170 | 357655.0 | 815170.0 | 2013 | WON-000531
Greencoat Capital | Sixpenny Wood | Wind | Onshore | No | Wind |  | 20.5 | LV | England | Yorkshire and the Humber | DN14 7TU | SE7850027500 | 478500.0 | 427500.0 | 2013 | WON-000542
Greencoat Capital | Yelvertoft | Wind | Onshore | No | Wind |  | 16.4 | LV | England | East Midlands | NN6 6AS | SP5788775532 | 457887.0 | 275532.0 | 2013 | WON-000543
Greencoat Capital | Maerdy | Wind | Onshore | No | Wind |  | 24 | LV | Wales | Wales |  | SS9539099853 | 295390.0 | 199853.0 | 2013 | WON-000544
Greencoat Capital | Langhope Rig | Wind | Onshore | No | Wind |  | 16.4 | LV | Scotland | Scotland | TD7 4PQ | NT4051915032 | 340519.0 | 615032.0 | 2016 | WON-000563
Greencoat Capital | Boganlea | Wind | Onshore | No | Wind |  | 2.31 | LV | Scotland | Scotland | AB535UY |  | 382155.0 | 852949.0 | 2014 | WON-000646
Greencoat Capital | Stroupster | Wind | Onshore | No | Wind |  | 29.9 | LV | Scotland | Scotland |  | ND3425066250 | 334250.0 | 966250.0 | 2015 | WON-000757
Greencoat Capital | Corriegarth | Wind | Onshore | No | Wind |  | 69.5 | HV | Scotland | Scotland |  | NH5750013500 | 257500.0 | 813500.0 | 2017 | WON-001154
Greencoat Capital | Bishopthorpe | Wind | Onshore | No | Wind |  | 16.4 | LV | England | East Midlands |  | TA3267903330 | 532679.0 | 403330.0 | 2017 | WON-001163
Greencoat Capital | Slieve Divena 2 | Wind | Onshore | No | Wind |  | 18.8 | LV | Northern Ireland | Northern Ireland |  | NV6960224593 | 69602.0 | 524593.0 | 2017 | WON-001168
Greencoat Capital | Brockaghboy | Wind | Onshore | No | Wind |  | 47.5 | HV | Northern Ireland | Northern Ireland |  | NV 96550 71846 | 96550.0 | 571846.0 | 2017 | WON-001176
Greencoat Capital | Tom Nan Clach | Wind | Onshore | No | Wind |  | 39.1 | HV | Scotland | Scotland |  | NH8650034500 | 286500.0 | 834500.0 | 2019 | WON-001282
Greencoat Capital | Windy Rig | Wind | Onshore | No | Wind |  | 43.2 | HV | Scotland | Scotland |  | NS 61700 00000 | 261700 | 600000 | 2021 | WON-001366
Greencoat Capital | Glen Kyllachy | Wind | Onshore | No | Wind |  | 48.5 | HV | Scotland | Scotland |  | NH7450527480 | 274505 | 827480 | 2021 | WON-001367
Greencoat Capital | Douglas West | Wind | Onshore | No | Wind |  | 44.85 | HV | Scotland | Scotland | ML11 0LU | NS8199231739 | 281992 | 631739 | 2021 | WON-001368
Greencoat Capital | TwentyShilling Hill | Wind | Onshore | No | Wind |  | 37.8 | HV | Scotland | Scotland |  | NS7951204495 | 279512 | 604495 | 2022 | WON-001369
Greencoat Capital | South Kyle | Wind | Onshore | No | Wind |  | 240 | HV | Scotland | Scotland |  | NS5500104272 | 255001 | 604272 | 2023 | WON-001544
Greencoat Capital | Dalquhandy | Wind | Onshore | No | Wind |  | 42 | HV | Scotland | Scotland |  | NS8097434241 | 280974 | 634241 | 2023 | WON-001546
Greencoat Capital | Kype Extension Wind Farm | Wind | Onshore | No | Wind |  | 67.2 | HV | Scotland | Scotland | ML10 6RE | NS7196538889 | 271965 | 638889 | 2024 | WON-001573
Intergen | Rocksavage Power Company Ltd | Fossil Fuel | CCGT | No | Natural Gas |  | 810 | HV | England | North West | WA7 4FZ |  | 351678 | 380109 | 1998 | GAS-000178
Intergen | Coryton Energy Company Ltd | Fossil Fuel | CCGT | No | Natural Gas |  | 800 | HV | England | South East | SS17 9GN |  | 573946 | 182247 | 2002 | GAS-000222
Intergen | Spalding Energy Company Ltd | Fossil Fuel | CCGT | No | Natural Gas |  | 950 | HV | England | East Midlands | PE11 3BB |  | 525924 | 324928 | 2004 | GAS-000250
Intergen | Spalding Expansion OCGT | Fossil Fuel | Single cycle | No | Natural Gas |  | 299 | HV | England | East Midlands | PE11 3BB | TF256249 | 525924 | 324928 | 2019 | GAS-001280
Lightsource BP | Howbery | Solar | PV | No | Solar |  | 0.7485 | LV | England | South East | TR24EP |  | 461755.0 | 190325.0 | 2011 | SOL-000428
Lightsource BP | Moor Solar 1 | Solar | PV | No | Solar |  | 1.6666 | LV | England | East Midlands | PE12 9LE | TF4405523522 | 544055.0 | 323522.0 | 2011 | SOL-000429
Lightsource BP | Moor Solar 2 | Solar | PV | No | Solar |  | 1.0675 | LV | England | East Midlands | PE12 9LE | TF4412523559 | 544125.0 | 323559.0 | 2011 | SOL-000430
Lightsource BP | Howton | Solar | PV | No | Solar |  | 4.9997 | LV | England | South West | PL126QY |  | 238063.0 | 62770.0 | 2011 | SOL-000431
Lightsource BP | Marston | Solar | PV | No | Solar |  | 4.5114 | LV | England | East Midlands | NG322JP |  | 488029.0 | 342114.0 | 2011 | SOL-000432
Lightsource BP | Wilburton | Solar | PV | No | Solar |  | 4.99 | LV | England | East of England | CB63PU |  | 547655.0 | 274082.0 | 2011 | SOL-000433
Lightsource BP | Promens | Solar | PV | No | Solar |  | 1.6485 | LV | England | East of England | NR347TB |  | 644496.0 | 288255.0 | 2011 | SOL-000434
Lightsource BP | Wheal Jane | Solar | PV | No | Solar |  | 1.42 | LV | England | South West | TR3 6EE | SW7741242176 | 177412.0 | 42176.0 | 2011 | SOL-000435
Lightsource BP | Walton | Solar | PV | No | Solar |  | 1.7863 | LV | England | South East | KT122EG |  | 511550.0 | 168450.0 | 2011 | SOL-000436
Lightsource BP | Benbole | Solar | PV | No | Solar |  | 1.739 | LV | England | South West | PL303EF |  | 202931.0 | 74850.0 | 2011 | SOL-000437
Lightsource BP | Crossness | Solar | PV | No | Solar |  | 1.5037 | LV | England | London | SE29AQ |  | 548450.0 | 180950.0 | 2011 | SOL-000438
Lightsource BP | Trevemper | Solar | PV | No | Solar |  | 1.6999 | LV | England | South West | TR8 5JR | SW8194659506 | 181946.0 | 59506.0 | 2011 | SOL-000444
Lightsource BP | Dunsfold | Solar | PV | No | Solar |  | 2.0006 | LV | England | South East | GU8 4BW | TQ0194436562 | 501944.09999999998 | 136562.0 | 2011 | SOL-000448
Lightsource BP | Hawton | Solar | PV | No | Solar |  | 4.877 | LV | England | East Midlands | NG243RJ |  | 479632.0 | 348905.0 | 2011 | SOL-000449
Lightsource BP | Sandhill | Solar | PV | No | Solar |  | 1.9228 | LV | England | South West | TA4 3BT | ST1618829704 | 316188.0 | 129704.0 | 2011 | SOL-000450
Lightsource BP | Fawley (Langley) | Solar | PV | No | Solar |  | 4.9997 | LV | England | South East | SO451AB |  | 445171.0 | 100816.0 | 2012 | SOL-000480
Lightsource BP | Chittering | Solar | PV | No | Solar |  | 4.9934 | LV | England | East of England | CB25 9PW | TL5148871214 | 551488.0 | 271214.0 | 2012 | SOL-000482
Lightsource BP | Eastacombe | Solar | PV | No | Solar |  | 3.577 | LV | England | South West | EX22 6RP | SX3543599648 | 235435.0 | 99648.0 | 2012 | SOL-000483
Lightsource BP | Summerlands | Solar | PV | No | Solar |  | 0.8064 | LV | England | South West | EX174DF |  | 284552.0 | 108297.0 | 2012 | SOL-000487
Lightsource BP | Great Knowles | Solar | PV | No | Solar |  | 2.915 | LV | England | South West | EX226JY |  | 232612.0 | 103213.0 | 2012 | SOL-000489
Lightsource BP | West Bradley | Solar | PV | No | Solar |  | 1.029 | LV | England | South West | EX168BJ |  | 289684.0 | 114161.0 | 2012 | SOL-000490
Lightsource BP | Pont Andrew | Solar | PV | No | Solar |  | 1.5443 | LV | Wales | Wales | CF449UL |  | 252617.0 | 210675.0 | 2012 | SOL-000492
Lightsource BP | Ffos Las | Solar | PV | No | Solar |  | 4.9968 | LV | Wales | Wales | SA17 4DE | SN4547805296 | 245478.0 | 205296.0 | 2012 | SOL-000497
Lightsource BP | Bodmin | Solar | PV | No | Solar |  | 4.9768 | LV | England | South West | PL312PF |  | 206175.0 | 68428.0 | 2012 | SOL-000499
Lightsource BP | Langunnett | Solar | PV | No | Solar |  | 6.174 | LV | England | South West | PL220NQ |  | 215569.0 | 57824.0 | 2013 | SOL-000575
Lightsource BP | Manston | Solar | PV | No | Solar |  | 9.831 | LV | England | South East | CT125AU |  | 634574.0 | 166813.0 | 2013 | SOL-000580
Lightsource BP | West Farm | Solar | PV | No | Solar |  | 7.63 | LV | Wales | Wales | SA724UN |  | 199608.0 | 203981.0 | 2013 | SOL-000599
Lightsource BP | Blatchworthy | Solar | PV | No | Solar |  | 1.4125 | LV | England | South West |  | EX169QH | 250572.0 | 140713.0 | 2013 | SOL-000602
Lightsource BP | Five Mile Drive | Solar | PV | No | Solar |  | 3.912 | LV | England | South West | GL569TG |  | 413600.0 | 235700.0 | 2013 | SOL-000618
Lightsource BP | Trefinnick | Solar | PV | No | Solar |  | 4.4036 | LV | England | South West | PL178QD |  | 233642.0 | 74030.0 | 2013 | SOL-000627
Lightsource BP | Cleave Farm | Solar | PV | No | Solar |  | 4.5644 | LV | England | South West | EX394PU |  | 249891.0 | 124902.0 | 2013 | SOL-000628
Lightsource BP | Rudge Hill Farm | Solar | PV | No | Solar |  | 1.0189 | LV | England | South West | DT102AB |  | 378118.0 | 112656.0 | 2013 | SOL-000631
Lightsource BP | Says Court | Solar | PV | No | Solar |  | 19.807 | LV | England | South West | BS362NY |  | 368922.0 | 181730.0 | 2014 | SOL-000665
Lightsource BP | Westwood | Solar | PV | No | Solar |  | 9.181 | LV | England | South East | CT125AS |  | 635063.0 | 166833.0 | 2014 | SOL-000675
Lightsource BP | Fareham | Solar | PV | No | Solar |  | 20.508 | LV | England | South East | PO141AU |  | 456710.0 | 103840.0 | 2014 | SOL-000676
Lightsource BP | Knowlton | Solar | PV | No | Solar |  | 11.541 | LV | England | South East | CT31PT |  | 628013.0 | 153474.0 | 2014 | SOL-000677
Lightsource BP | Crucis Farm | Solar | PV | No | Solar |  | 16.057 | LV | England | South West | GL75DX |  | 406095.0 | 202822.0 | 2014 | SOL-000711
Lightsource BP | Fairwinds | Solar | PV | No | Solar |  | 12.1969 | LV | England | East of England | SS166EB |  | 565725.0 | 187731.0 | 2014 | SOL-000713
Lightsource BP | Norrington | Solar | PV | No | Solar |  | 11.145 | LV | England | South West | SN128LT |  | 388259.0 | 164933.0 | 2014 | SOL-000715
Lightsource BP | Bury Lane | Solar | PV | No | Solar |  | 22.2159 | LV | England | East of England | SG86DF |  | 537439.0 | 244200.0 | 2014 | SOL-000725
Lightsource BP | Epwell | Solar | PV | No | Solar |  | 8.988 | LV | England | South East | OX156HF |  | 436715.0 | 241041.0 | 2014 | SOL-000726
Lightsource BP | Brynteg | Solar | PV | No | Solar |  | 14.7866 | LV | Wales | Wales | SA154ND |  | 249621.0 | 203809.0 | 2014 | SOL-000731
Lightsource BP | Burnthouse | Solar | PV | No | Solar |  | 4.7624 | LV | England | East of England | PE72HS |  | 534234.0 | 294198.0 | 2014 | SOL-000735
Lightsource BP | Primrose Hill | Solar | PV | No | Solar |  | 4.3452 | LV | England | Yorkshire and the Humber | LN85JE |  | 460491.0 | 428957.0 | 2015 | SOL-000768
Lightsource BP | Crundale | Solar | PV | No | Solar |  | 43.6643 | LV | Wales | Wales | SA624PY |  | 198922.0 | 217459.0 | 2015 | SOL-000770
Lightsource BP | Castle Combe | Solar | PV | No | Solar |  | 15.3274 | LV | England | South West | SN147EY |  | 385003.0 | 177211.0 | 2015 | SOL-000778
Lightsource BP | Horam | Solar | PV | No | Solar |  | 8.1151 | LV | England | South East | TN210JB |  | 557342.0 | 117038.0 | 2015 | SOL-000782
Lightsource BP | Hill House Farm | Solar | PV | No | Solar |  | 28.3118 | LV | England | South West | GL27AN |  | 375073.0 | 204169.0 | 2015 | SOL-000783
Lightsource BP | Burthy | Solar | PV | No | Solar |  | 13.0804 | LV | England | South West | TR85BN |  | 191082.0 | 55525.0 | 2015 | SOL-000802
Lightsource BP | Little Neath | Solar | PV | No | Solar |  | 6.135 | LV | Wales | Wales | SA715AA |  | 191001.0 | 200291.0 | 2015 | SOL-000803
Lightsource BP | Prestop Park | Solar | PV | No | Solar |  | 15.852 | LV | England | East Midlands | LE652TE |  | 433582.0 | 316633.0 | 2015 | SOL-000804
Lightsource BP | Sundorne Grove | Solar | PV | No | Solar |  | 18.226 | LV | England | West Midlands | SY44RR |  | 352826.0 | 315367.0 | 2015 | SOL-000805
Lightsource BP | Wrockwardine | Solar | PV | No | Solar |  | 10.468 | LV | England | West Midlands | TF50BJ |  | 361262.0 | 311911.0 | 2015 | SOL-000807
Lightsource BP | St Francis | Solar | PV | No | Solar |  | 4.3253 | LV | England | South East | TN339BL |  | 572709.0 | 111249.0 | 2015 | SOL-000808
Lightsource BP | Treguff | Solar | PV | No | Solar |  | 3.7365 | LV | Wales | Wales | CF715LT |  | 302265.0 | 171141.0 | 2015 | SOL-000815
Lightsource BP | Henbury Quarry | Solar | PV | No | Solar |  | 3.684 | LV | England | South West | BH213QZ |  | 396735.0 | 97102.0 | 2015 | SOL-000816
Lightsource BP | Exning | Solar | PV | No | Solar |  | 30.276 | LV | England | East of England | CB80XG |  | 561429.0 | 263931.0 | 2015 | SOL-000831
Lightsource BP | Hill Farm | Solar | PV | No | Solar |  | 7.6934 | LV | Wales | Wales | NP117BB |  | 319254.0 | 192650.0 | 2015 | SOL-000842
Lightsource BP | Langton (FIT) | Solar | PV | No | Solar |  | 4.3472 | LV | Wales | Wales | SA659RH |  | 194473.0 | 233813.0 | 2015 | SOL-000867
Lightsource BP | Maes Bach | Solar | PV | No | Solar |  | 4.5594 | LV | Wales | Wales | CF381SL |  | 310571.0 | 185789.0 | 2015 | SOL-000868
Lightsource BP | Shaftesbury | Solar | PV | No | Solar |  | 4.997 | LV | England | South West | SP79HD |  | 386849.0 | 124179.0 | 2015 | SOL-000870
Lightsource BP | Upper Clayhill | Solar | PV | No | Solar |  | 4.7492 | LV | England | South East | BN85RR |  | 544648.0 | 114840.0 | 2015 | SOL-000872
Lightsource BP | Manor Farm Eggington | Solar | PV | No | Solar |  | 4.992 | LV | England | East of England | LU79PB |  | 495555.0 | 226052.0 | 2015 | SOL-000873
Lightsource BP | Hadley Farm | Solar | PV | No | Solar |  | 4.997 | LV | England | West Midlands | SY133AB |  | 351460.0 | 340636.0 | 2015 | SOL-000885
Lightsource BP | Bentley Estate | Solar | PV | No | Solar |  | 4.7819 | LV | England | South East | BN86PT |  | 548420.0 | 117019.0 | 2015 | SOL-000887
Lightsource BP | Church Farm - Slapton | Solar | PV | No | Solar |  | 4.9848 | LV | England | South East | LU79DY |  | 494241.0 | 220134.0 | 2015 | SOL-000888
Lightsource BP | Cold Harbour | Solar | PV | No | Solar |  | 5 | LV | England | Yorkshire and the Humber | YO73NT |  | 444776.0 | 475104.0 | 2015 | SOL-000889
Lightsource BP | Nefyn (Tyddyn Cae) | Solar | PV | No | Solar |  | 4.9215 | LV | Wales | Wales | LL536DS |  | 233416.0 | 338035.0 | 2015 | SOL-000890
Lightsource BP | School Aycliffe | Solar | PV | No | Solar |  | 5 | LV | England | North East | DL56QE |  | 426142.0 | 523694.0 | 2015 | SOL-000891
Lightsource BP | RedHill Farm | Solar | PV | No | Solar |  | 4.7976 | LV | England | South West | TA210DL |  | 308588.0 | 118087.0 | 2015 | SOL-000901
Lightsource BP | Lawrence End Park | Solar | PV | No | Solar |  | 5 | LV | England | East of England | LU28PF |  | 513149.0 | 220690.0 | 2015 | SOL-000903
Lightsource BP | Hornacott | Solar | PV | No | Solar |  | 4.997 | LV | England | South West | EX226SD |  | 230097.0 | 95148.0 | 2015 | SOL-000914
Lightsource BP | Acrefair | Solar | PV | No | Solar |  | 4.997 | LV | Wales | Wales | LL141TU |  | 328224.0 | 343948.0 | 2015 | SOL-000919
Lightsource BP | Francis Court | Solar | PV | No | Solar |  | 4.224 | LV | England | South West | EX53LW |  | 297957.0 | 99694.0 | 2015 | SOL-000920
Lightsource BP | Sheriffhales | Solar | PV | No | Solar |  | 5 | LV | England | West Midlands | TF118QY |  | 375171.0 | 312179.0 | 2015 | SOL-000926
Lightsource BP | Brook Farm | Solar | PV | No | Solar |  | 8.9104 | LV | England | South East | OX251NX |  | 461083.0 | 217119.0 | 2015 | SOL-000932
Lightsource BP | Beckton | Solar | PV | No | Solar |  | 0.45264 | LV | England | London | IG110AD |  | 545350.0 | 181950.0 | 2016 | SOL-000985
Lightsource BP | Manor Farm | Solar | PV | No | Solar |  | 0.7636 | LV | England | South West | TA117BT |  | 493450.0 | 102216.0 | 2011 | SOL-001002
Lightsource BP | QE2 Reservoir | Solar | PV | No | Solar |  | 6.3377 | LV | England | South East | IG110AD |  | 512509.0 | 167686.0 | 2016 | SOL-001033
Lightsource BP | Binsted | Solar | PV | No | Solar |  | 4.9979 | LV | England | South East | BN180LN |  | 498131.0 | 106406.0 | 2016 | SOL-001038
Lightsource BP | Stragglethorpe | Solar | PV | No | Solar |  | 4.9993 | LV | England | East Midlands | NG123HD |  | 463188.0 | 336136.0 | 2016 | SOL-001059
Lightsource BP | Crookedstone | Solar | PV | No | Solar |  | 4.8318 | LV | Northern Ireland | Northern Ireland | BT294EH |  | 129401.0 | 538723.0 | 2016 | SOL-001061
Lightsource BP | South Creake | Solar | PV | No | Solar |  | 26.0012 | LV | England | East of England | NR219LY |  | 585483.0 | 335992.0 | 2016 | SOL-001074
Lightsource BP | Morfa | Solar | PV | No | Solar |  | 1.999 | LV | Wales | Wales | CF612YT |  | 258062.0 | 301195.0 | 2016 | SOL-001076
Lightsource BP | Charity Farm - CfD | Solar | PV | No | Solar |  | 14.4025 | LV | England | West Midlands | SY45SX |  | 345545.0 | 325520.0 | 2016 | SOL-001083
Lightsource BP | Bentley Estate 2 | Solar | PV | No | Solar |  | 4.9961 | LV | England | South East | BN86PT |  | 548465.0 | 117641.0 | 2016 | SOL-001112
Lightsource BP | Cwrt Henllys | Solar | PV | No | Solar |  | 4.9925 | LV | Wales | Wales | NP447AS |  | 326262.0 | 191423.0 | 2016 | SOL-001117
Lightsource BP | Gelli Gron | Solar | PV | No | Solar |  | 3.597 | LV | Wales | Wales | LL536DQ |  | 241787.0 | 339725.0 | 2016 | SOL-001118
Lightsource BP | Hill Hall Farm | Solar | PV | No | Solar |  | 4.999 | LV | England | East of England | CM74SH |  | 565650.0 | 232265.0 | 2016 | SOL-001119
Lightsource BP | Wick Red Farm | Solar | PV | No | Solar |  | 4.9535 | LV | England | South West | BS240HD |  | 331399.0 | 154837.0 | 2016 | SOL-001121
Lightsource BP | Millar Farm | Solar | PV | No | Solar |  | 7.2109 | LV | Northern Ireland | Northern Ireland | BT412JJ |  | 127283.0 | 546753.0 | 2017 | SOL-001181
Lightsource BP | Bolsovermoor Quarry | Solar | PV | No | Solar |  | 4.9979 | LV | England | East Midlands | S446XE |  | 449954.0 | 371271.0 | 2017 | SOL-001184
Lightsource BP | Fields Farm (Agden) | Solar | PV | No | Solar |  | 4.9975 | LV | England | North West | SY134RB |  | 351085.0 | 344240.0 | 2017 | SOL-001185
Lightsource BP | Pen Rhiw | Solar | PV | No | Solar |  | 4.748 | LV | Wales | Wales | CF453UX |  | 304596.0 | 197986.0 | 2017 | SOL-001186
Lightsource BP | Safeguard Bradwall | Solar | PV | No | Solar |  | 4.9975 | LV | England | North West | CW100LA |  | 375914.0 | 363479.0 | 2017 | SOL-001187
Lightsource BP | Sharland Farm | Solar | PV | No | Solar |  | 2.7711 | LV | England | South West | EX176SJ |  | 274885.0 | 105456.0 | 2017 | SOL-001188
Lightsource BP | High Point | Solar | PV | No | Solar |  | 3.7484 | LV | England | West Midlands | DY149AD |  | 366415.0 | 270925.0 | 2017 | SOL-001194
Lightsource BP | Green Lane | Solar | PV | No | Solar |  | 4.2299 | LV | England | West Midlands | ST148LQ |  | 414839.0 | 330919.0 | 2017 | SOL-001197
Lightsource BP | Middle Balbeggie | Solar | PV | No | Solar |  | 4.9975 | LV | Scotland | Scotland | KY13NW |  | 328584.0 | 696136.0 | 2017 | SOL-001204
Lightsource BP | NOR Parsonage Wood | Solar | PV | No | Solar |  | 4.1835 | LV | England | South West | EX226LA |  | 231095.0 | 102160.0 | 2017 | SOL-001206
Lightsource BP | Meadow Farm (Thorpe Lanton) | Solar | PV | No | Solar |  | 4.998 | LV | England | East Midlands | LE167TR |  | 472795.0 | 290643.0 | 2017 | SOL-001207
Lightsource BP | Park Farm West | Solar | PV | No | Solar |  | 3.9348 | LV | Wales | Wales | NP183NY |  | 331876.0 | 191657.0 | 2017 | SOL-001208
Lightsource BP | Pressock | Solar | PV | No | Solar |  | 4.249 | LV | Scotland | Scotland | DD82SN |  | 356791.0 | 749786.0 | 2017 | SOL-001226
Lightsource BP | North Tenement | Solar | PV | No | Solar |  | 4.9979 | LV | Wales | Wales | SA623NX |  | 193951.0 | 212945.0 | 2017 | SOL-001235
Lightsource BP | Finvoy | Solar | PV | No | Solar |  | 5.9609 | LV | Northern Ireland | Northern Ireland | BT448SD |  | 112523.0 | 572478.0 | 2017 | SOL-001240
Lightsource BP | NI Cluster Lough Road | Solar | PV | No | Solar |  | 5.399 | LV | Northern Ireland | Northern Ireland | BT282PQ |  | 129148.0 | 526209.0 | 2017 | SOL-001249
Lightsource BP | NI Cluster Knockairn Road | Solar | PV | No | Solar |  | 5.3985 | LV | Northern Ireland | Northern Ireland | BT294UE |  | 131013.0 | 531722.0 | 2017 | SOL-001250
Lightsource BP | NI Cluster Hillside | Solar | PV | No | Solar |  | 5.399 | LV | Northern Ireland | Northern Ireland | BT282PQ |  | 129820.0 | 526363.0 | 2017 | SOL-001251
Lightsource BP | NI Cluster Moira Road | Solar | PV | No | Solar |  | 5.9371 | LV | Northern Ireland | Northern Ireland | BT294JL |  | 129536.0 | 531688.0 | 2017 | SOL-001252
Lightsource BP | NI Cluster Belfast Road | Solar | PV | No | Solar |  | 9.9919 | LV | Northern Ireland | Northern Ireland | BT294TH |  | 134568.0 | 534503.0 | 2017 | SOL-001253
Lightsource BP | Maghaberry | Solar | PV | No | Solar |  | 27.099 | LV | Northern Ireland | Northern Ireland | BT282PT |  | 129097.0 | 520344.0 | 2018 | SOL-001273
Lightsource BP | Brett Martin | Solar | PV | No | Solar |  | 6.4858 | LV | Northern Ireland | Northern Ireland | BT364QU |  | 141191.0 | 538562.0 | 2018 | SOL-001274
Lightsource BP | Pilkington | Solar | PV | No | Solar |  | 2.2968 | LV | England | North West | L407TB |  | 346150.0 | 408856.0 | 2019 | SOL-001283
Lightsource BP | Ibstock | Solar | PV | No | Solar |  | 4.8196 | LV | England | West Midlands | LE676HS | SK415110 | 441562 | 311209 | 2020 | SOL-001287
Lightsource BP | Goosehall | Solar | PV | No | Solar |  | 43.2216 | LV | England | East of England | CB250BN | TL5768268685 | 557682 | 268685 | 2020 | SOL-001289
Lightsource BP | Arkwright CIC | Solar | PV | No | Solar |  | 2.4757 | LV | England | East Midlands | S44 5DS | SK436723 | 443707 | 372522 | 2015 | SOL-001558
Lightsource BP | Arkwright SPV | Solar | PV | No | Solar |  | 4.9993 | LV | England | East Midlands | S44 5DS | SK436723 | 443707 | 372522 | 2015 | SOL-001559
Lightsource BP | Firs Road CIC1 | Solar | PV | No | Solar |  | 4.998 | LV | Wales | Wales | NP7 8SW | SO364152 | 336338 | 215519 | 2015 | SOL-001560
Lightsource BP | Firs Road CIC2 | Solar | PV | No | Solar |  | 4.992 | LV | Wales | Wales | NP7 8SW | SO364152 | 336338 | 215519 | 2015 | SOL-001561
Lightsource BP | Hafod CIC | Solar | PV | No | Solar |  | 4.997 | LV | Wales | Wales | NP13 2ER | SO201036 | 320100 | 203640 | 2015 | SOL-001562
Lightsource BP | Hafod SPV | Solar | PV | No | Solar |  | 4.998 | LV | Wales | Wales | NP13 2ER | SO201036 | 320100 | 203640 | 2015 | SOL-001563
Lightsource BP | Laceby CIC1 | Solar | PV | No | Solar |  | 4.996 | LV | England | East Midlands | DN37 7LD | TA227047 | 522997 | 404760 | 2015 | SOL-001564
Lightsource BP | Laceby CIC2 | Solar | PV | No | Solar |  | 2.036 | LV | England | East Midlands | DN37 7LD | TA227047 | 522997 | 404760 | 2015 | SOL-001565
Lightsource BP | Llancadle | Solar | PV | No | Solar |  | 4.9873 | LV | Wales | Wales | CF62 3AQ | ST 03227 68902 | 303227 | 168902 | 2015 | SOL-001566
Lightsource BP | Teyrdan CIC | Solar | PV | No | Solar |  | 4.616 | LV | England | West Midlands | LL29 8YY | SH877757 | 287600 | 375900 | 2015 | SOL-001567
Lightsource BP | Teyrdan SPV | Solar | PV | No | Solar |  | 4.951 | LV | England | West Midlands | LL29 8YY | SH877757 | 287600 | 375900 | 2015 | SOL-001568
Lightsource BP | Thorne | Solar | PV | No | Solar |  | 4.9991 | LV | England | Yorkshire and the Humber | DN8 4NA | TR3338864922 | 470602 | 416004 | 2015 | SOL-001569
Lightsource BP | Watnall | Solar | PV | No | Solar |  | 9.9999 | LV | England | East Midlands | NG16 1HY | SK5152246872 | 451522 | 346872 | 2014 | SOL-001570
Lightsource BP | Defford | Solar | PV | No | Solar |  | 49.9961 | LV | England | West Midlands | WR8 9BP | SO 89517 42784 | 390739 | 244947 | 2016 | SOL-001603
LondonEnergy | Londonwaste Ltd | Bioenergy | Bioenergy | No | MSW |  | 55 | LV | England | London | N183AG |  | 535050.0 | 192550.0 | 1970 | BIO-000108
Low Carbon | Basildon Solar Farm | Solar | PV | No | Solar |  | 23.3 | LV | England | South East | CM13 3SG | TQ 64727 90583 | 564727 | 190583 | 2024 | SOL-001664
Low Carbon | Battens Farm Solar Farm | Solar | PV | No | Solar |  | 13.1 | LV | England | South East | SN14 6QE | ST 88360 76704 | 388360 | 176704 | 2014 | SOL-001665
Low Carbon | Birch Solar Farm | Solar | PV | No | Solar |  | 38.8 | LV | England | South East | CO6 1DR | TL 92859 21561 | 592859 | 221561 | 2025 | SOL-001666
Low Carbon | Braintree Solar Farm | Solar | PV | No | Solar |  | 34.9 | LV | England | South East | CM77 8DS | TL 80784 21752 | 580784 | 221752 | 2025 | SOL-001667
Low Carbon | Callington Solar Farm | Solar | PV | No | Solar |  | 6.4 | LV | England | South West | PL17 7LG | SX 35160 70069 | 235160 | 70069 | 2014 | SOL-001668
Low Carbon | Four Burrows Solar Farm | Solar | PV | No | Solar |  | 8 | LV | England | South West | TR4 9NG | SW 76400 49603 | 176400 | 49603 | 2014 | SOL-001669
Low Carbon | Fox Covert Solar Farm | Solar | PV | No | Solar |  | 23.5 | LV | England | South East | MK18 2JW | SP 75628 29916 | 475628 | 229916 | 2023 | SOL-001670
Low Carbon | Hellum's Field Solar Farm | Solar | PV | No | Solar |  | 4 | LV | England | South East | DT11 8TP | ST 85130 13900 | 385130 | 113900 | 2013 | SOL-001671
Low Carbon | Hope Solar Farm | Solar | PV | No | Solar |  | 7.3 | LV | England | South West | TR27 5EB | SW 59932 39974 | 159932 | 39974 | 2014 | SOL-001672
Low Carbon | Inkersall Solar Farm | Solar | PV | No | Solar |  | 28.9 | LV | England | East Midlands | S43 3YH | SK 42939 72691 | 442800 | 372745 | 2024 | SOL-001673
Low Carbon | Lackford Estate Solar Farm | Solar | PV | No | Solar |  | 20.9 | LV | England | East of England | IP28 6HN | TL 78180 68835 | 578180 | 268835 | 2014 | SOL-001674
Low Carbon | Layer Solar Farm | Solar | PV | No | Solar |  | 62.7 | LV | England | South East | CO2 0EJ | TL 96148 20326 | 596148 | 220326 | 2025 | SOL-001675
Low Carbon | Maldon Wycke Solar Farm | Solar | PV | No | Solar |  | 30.9 | LV | England | South East | CM9 6GP | TL 83941 03977 | 583941 | 203977 | 2025 | SOL-001676
Low Carbon | Park Farm Solar Farm | Solar | PV | No | Solar |  | 0.112 | LV | England | South East | DT11 8TP | ST 85493 13691 | 385493 | 113691 | 2011 | SOL-001677
Low Carbon | Pattingham Solar Farm | Solar | PV | No | Solar |  | 21 | LV | England | West Midlands | WV7 3AX | SJ 82163 02082 | 382163 | 302082 | 2025 | SOL-001678
Low Carbon | Ray Valley Solar Farm | Solar | PV | No | Solar |  | 19.2 | LV | England | South East | OX25 1NY | SP 60251 17559 | 460686 | 218132 | 2022 | SOL-001679
Low Carbon | Rudbaxton Solar Farm | Solar | PV | No | Solar |  | 10.8 | LV | Wales | Wales | SA62 4DB | SM 96753 20959 | 196753 | 220959 | 2014 | SOL-001680
Low Carbon | Saffron Walden Solar Farm | Solar | PV | No | Solar |  | 18.5 | LV | England | South East | CB10 2LJ | TL 57868 37276 | 557868 | 237276 | 2024 | SOL-001681
Low Carbon | Skegness Solar Farm | Solar | PV | No | Solar |  | 4.9 | LV | England | Yorkshire and the Humber | PE24 4UF | TF 54038 63745 | 554038 | 363745 | 2015 | SOL-001682
Low Carbon | St Clere's Solar Farm | Solar | PV | No | Solar |  | 23.1 | LV | England | South East | CM3 4AS | TL 76096 05519 | 576096 | 205519 | 2024 | SOL-001683
Low Carbon | St Columb Solar Farm | Solar | PV | No | Solar |  | 7 | LV | England | South West | TR8 4JA | SW 92127 62214 | 192127 | 62214 | 2014 | SOL-001684
Low Carbon | Trenouth Solar Farm | Solar | PV | No | Solar |  | 2.8 | LV | England | South West | PL27 7SG | SW 90900 70073 | 190900 | 70073 | 2011 | SOL-001685
Low Carbon | Trigon Solar Farm | Solar | PV | No | Solar |  | 7 | LV | England | South East | BH20 7PD | SY 87816 90139 | 387816 | 90139 | 2013 | SOL-001686
Low Carbon | Warleigh Barton Solar Farm | Solar | PV | No | Solar |  | 4.9 | LV | England | South West | PL5 4LG | SX 45712 61019 | 245712 | 61019 | 2013 | SOL-001687
Low Carbon | Wilmingham Solar Farm | Solar | PV | No | Solar |  | 7 | LV | England | South East | PO40 9UQ | SZ 36444 87630 | 436444 | 87630 | 2013 | SOL-001688
Marchwood Power | Marchwood Power | Fossil Fuel | CCGT | No | Natural Gas |  | 898 | HV | England | South East | SO404BD |  | 439654 | 111095 | 2009 | GAS-000354
Nuclear Decommissioning Authority | Maentwrog | Hydro | Large Hydro | No | Hydro |  | 30 | LV | Wales | Wales | LL414HY | SH648396 | 267297.81261199998 | 337806.87196800002 | 1928 | HNF-000003
OceanWinds, DGL and Equitix | Moray Offshore Windfarm East Limited | Wind | Offshore | No | Wind |  | 950 | HV | Scotland | Scotland | AB43 9BR | ND5900320015 | 359003 | 920015 | 2021 | WOF-001390
OceanWinds, DGL and Equitix | Moray Offshore Windfarm West Limited | Wind | Offshore | No | Wind |  | 882 | HV | Scotland | Scotland | AB43 9BR | ND 40747 12463 | 340747 | 912463 | 2024 | WOF-001644
Octopus Investments | Chalcroft | Solar | PV | No | Solar |  | 6.3396 | LV | England | South East | SO302HU |  | 448713.0 | 116890.0 | 2013 | SOL-000568
OnPath Energy Holdings Ltd (Jersey) | Hazlehead Wind Farm | Wind | Onshore | No | Wind |  | 6.15 | LV | England | Yorkshire and the Humber | HD92TR |  | 417915 | 403915 | 2011 | WON-000421
OnPath Energy Holdings Ltd (Jersey) | Marr Wind Farm | Wind | Onshore | No | Wind |  | 8.2 | LV | England | Yorkshire and the Humber | DN57AZ |  | 451425 | 405250 | 2012 | WON-000461
OnPath Energy Holdings Ltd (Jersey) | Armistead Wind Farm | Wind | Onshore | No | Wind |  | 12.3 | LV | England | North West | LA80HT |  | 358500 | 486900 | 2013 | WON-000510
OnPath Energy Holdings Ltd (Jersey) | Penny Hill Wind Farm | Wind | Onshore | No | Wind |  | 20.4 | LV | England | Yorkshire and the Humber | S669BH |  | 446825 | 387627 | 2013 | WON-000518
OnPath Energy Holdings Ltd (Jersey) | Heysham South Wind Farm | Wind | Onshore | No | Wind |  | 7.5 | LV | England | North West | LA33ES |  | 343719 | 461193 | 2015 | WON-000755
OnPath Energy Holdings Ltd (Jersey) | Hook Moor Wind Farm | Wind | Onshore | No | Wind |  | 10 | LV | England | Yorkshire and the Humber | LS253EB | SE4490036085 | 444900 | 436085 | 2016 | WON-000944
OnPath Energy Holdings Ltd (Jersey) | Lambs Hill Wind Farm | Wind | Onshore | No | Wind |  | 8 | LV | England | North East | TS211LX | NZ4368216981 | 443682 | 516981 | 2017 | WON-001147
OnPath Energy Holdings Ltd (Jersey) | Moor House Wind Farm | Wind | Onshore | No | Wind |  | 12 | LV | England | North East | DL21SN |  | 432599 | 520053 | 2018 | WON-001263
OnPath Energy Holdings Ltd (Jersey) | Middle Muir Wind Farm | Wind | Onshore | No | Wind |  | 51 | HV | Scotland | Scotland | ML126SZ |  | 288964.0 | 625283.0 | 2018 | WON-001272
OnPath Energy Holdings Ltd (Jersey) | Kype Muir Wind Farm | Wind | Onshore | No | Wind |  | 88.4 | HV | Scotland | Scotland | ML106RE |  | 268129.0 | 640258.0 | 2019 | WON-001281
OnPath Energy Holdings Ltd (Jersey) | Pates Hill | Wind | Onshore | No | Wind |  | 14 | LV | Scotland | Scotland |  | NS 99130 59300 | 299130 | 659300 | 2010 | WON-001535
OnPath Energy Holdings Ltd (Jersey) | Milton Keynes | Wind | Onshore | No | Wind |  | 14 | LV | England | South East | MK46 5JL | SP9000049090 | 490000 | 249090 | 2010 | WON-001536
Orsted | Barrow | Wind | Offshore | No | Wind |  | 90 | HV | England | North West |  | SD1497855827 | 314978.0 | 455827.0 | 2006 | WOF-000286
Orsted | Burbo | Wind | Offshore | No | Wind |  | 90 | LV | England | North West |  | SJ2147699706 | 321476.0 | 399706.0 | 2008 | WOF-000328
Orsted | Gunfleet Sands 01 | Wind | Offshore | No | Wind |  | 108 | HV | England | East of England |  | TM 22317 08468 | 622317 | 208468 | 2010 | WOF-000382
Orsted | Walney 01 | Wind | Offshore | No | Wind |  | 183.6 | HV | England | North West |  | SD0083361449 | 300833.0 | 461449.0 | 2011 | WOF-000407
Orsted | Lincs | Wind | Offshore | No | Wind |  | 270 | HV | England | East Midlands |  | TF6702068144 | 567020.0 | 368144.0 | 2013 | WOF-000505
Orsted | Gunfleet Sands Demo | Wind | Offshore | No | Wind |  | 12 | LV | England | East of England |  | TM 20650 05297 | 620650 | 205297 | 2013 | WOF-000506
Orsted | West of Duddon Sands | Wind | Offshore | No | Wind |  | 389 | HV | England | North West |  | SD0423055334 | 304230.0 | 455334.0 | 2014 | WOF-000635
Orsted | Westermost Rough | Wind | Offshore | No | Wind |  | 210 | HV | England | Yorkshire and the Humber |  | TA4167736555 | 541677.0 | 436555.0 | 2015 | WOF-000743
Orsted | Burbo Extension | Wind | Offshore | No | Wind |  | 259 | HV | England | North West |  | SJ1581598892 | 315815.0 | 398892.0 | 2016 | WOF-000943
Orsted | Walney 03 | Wind | Offshore | No | Wind |  | 330 | HV | England | North West |  | SC9503366313 | 295033.0 | 466313.0 | 2017 | WOF-001139
Orsted | Race Bank | Wind | Offshore | No | Wind |  | 573 | HV | England | East of England |  | TF 73300 63000 | 573300.0 | 363000.0 | 2018 | WOF-001256
Orsted | Walney 04 | Wind | Offshore | No | Wind |  | 329 | HV | England | North West |  | SD2003964000 | 320039.0 | 464000.0 | 2018 | WOF-001259
Orsted | Hornsea 01 | Wind | Offshore | No | Wind |  | 1218 | HV | England | East Midlands |  | TB 26000 26000 | 626000.0 | 426000.0 | 2019 | WOF-001277
Orsted | Gunfleet Sands 02 | Wind | Offshore | No | Wind |  | 67 | HV | England | East of England |  | TM 24262 08150 | 624262 | 208150 | 2010 | WOF-001279
Orsted | Walney 02 | Wind | Offshore | No | Wind |  | 183.6 | HV | England | North West |  | SD0083361449 | 300833.0 | 461449.0 | 2012 | WOF-001280
Orsted | Hornsea 02 | Wind | Offshore | No | Wind |  | 1386 | HV | England | East Midlands |  | TB 25000 26000 | 625000 | 426000 | 2022 | WOF-001365
Part of Drax Group | Drax Power Station Biomass Units | Bioenergy | Bioenergy | No | Biomass |  | 2580 | HV | England | Yorkshire and the Humber | YO88PH |  | 466650.0 | 427050.0 | 2013 | BIO-000501
Part of Drax Group | Stonebyres | Hydro | Large Hydro | No | Hydro |  | 6 | LV | Scotland | Scotland | ML119UP |  | 284977.43216500001 | 644040.90092599997 | 1927 | HNF-000001
Part of Drax Group | Bonnington | Hydro | Large Hydro | No | Hydro |  | 11 | LV | Scotland | Scotland | ML119TB |  | 288851.29212100001 | 641742.81936800003 | 1927 | HNF-000002
Part of Drax Group | Drumjohn | Hydro | Small Hydro | No | Hydro |  | 1 | LV | Scotland | Scotland | DG73TJ |  | 252514.43564800001 | 597670.45692799997 | 1984 | HNF-000006
Part of Drax Group | Carsfad | Hydro | Large Hydro | No | Hydro |  | 12 | LV | Scotland | Scotland | DG73ST |  | 259672.544711 | 584952.22294799995 | 1936 | HNF-000007
Part of Drax Group | Earlstoun | Hydro | Large Hydro | No | Hydro |  | 14 | LV | Scotland | Scotland | DG73SR |  | 261304.67353900001 | 583126.64510099997 | 1936 | HNF-000008
Part of Drax Group | Kendoon | Hydro | Large Hydro | No | Hydro |  | 24 | LV | Scotland | Scotland | DG73UB |  | 261359.07337200001 | 589083.399385 | 1935 | HNF-000009
Part of Drax Group | Glenlee | Hydro | Large Hydro | No | Hydro |  | 24 | LV | Scotland | Scotland | DG73SF |  | 261221.35846700001 | 580243.46073699999 | 1935 | HNF-000010
Part of Drax Group | Tongland | Hydro | Large Hydro | No | Hydro |  | 33 | LV | Scotland | Scotland | DG64LT |  | 270138.10144599999 | 554580.98591599998 | 1935 | HNF-000011
Part of Drax Group | Cruachan | Pumped Hydro | Pumped hydro | No | Pumped hydro |  | 440 | HV | Scotland | Scotland | PA331AN |  | 207006.0 | 716929.0 | 1965 | HST-000102
Part of PX Group | Fellside CHP | Fossil Fuel | CCGT | Yes | Natural Gas |  | 105 | HV | England | North West | CA201PG |  | 303202.0 | 503793.0 | 1993 | GAS-000153
Pennant Walters | Maesgwyn Solar | Solar | PV | No | Solar |  | 2.5 | LV | Wales | Wales | SA11 5TU | SN 88294 08724 | 288678.0 | 207067.0 | 2017 | SOL-001213
Pennant Walters | Maesgwyn | Wind | Onshore | No | Wind |  | 26 | LV | Wales | Wales |  | SASN86400890 | 285500.0 | 205500.0 | 2011 | WON-000417
Pennant Walters | Pant y Wal | Wind | Onshore | No | Wind |  | 52.5 | LV | Wales | Wales | CF356ED |  | 295886.0 | 191521.0 | 2013 | WON-000534
Pennant Walters | Mynydd Bwllfa | Wind | Onshore | No | Wind |  | 22.5 | LV | Wales | Wales | CF449NB |  | 295979.0 | 205172.0 | 2015 | WON-000753
Pennant Walters | Maesgwyn Extension | Wind | Onshore | No | Wind |  | 2.5 | LV | Wales | Wales |  | SN8710908818 | 286568.0 | 205930.0 | 2017 | WON-001144
Pennant Walters | Pant y Wal Extension | Wind | Onshore | No | Wind |  | 20 | LV | Wales | Wales | CF356ED |  | 294649.0 | 188695.0 | 2017 | WON-001174
Quintas Energy | Craymarsh | Solar | PV | No | Solar |  | 1.8161 | LV | England | South West | SN126RG |  | 393506.0 | 162624.0 | 2012 | SOL-000491
Quintas Energy | Park Wall | Solar | PV | No | Solar |  | 4.998 | LV | England | South West | TA70HY |  | 332133.0 | 136030.0 | 2012 | SOL-000495
Quintas Energy | Lenham | Solar | PV | No | Solar |  | 6.6067 | LV | England | South East | ME172HX |  | 589450.0 | 151072.0 | 2014 | SOL-000496
Quintas Energy | Bradford | Solar | PV | No | Solar |  | 5.2874 | LV | England | South West | EX226LQ |  | 227973.0 | 100750.0 | 2013 | SOL-000566
Quintas Energy | Bratton Fleming | Solar | PV | No | Solar |  | 4.9921 | LV | England | South West | EX327LG |  | 265395.0 | 137979.0 | 2013 | SOL-000567
Quintas Energy | Chittering 2 | Solar | PV | No | Solar |  | 6.3046 | LV | England | East of England | CB259PH |  | 551264.0 | 270881.0 | 2013 | SOL-000569
Quintas Energy | Ellicombe | Solar | PV | No | Solar |  | 1.3257 | LV | England | South West | EX175LS |  | 274429.0 | 105004.0 | 2013 | SOL-000570
Quintas Energy | Hatchlands | Solar | PV | No | Solar |  | 5.2175 | LV | England | South West | TQ97LB |  | 273302.0 | 59712.0 | 2013 | SOL-000572
Quintas Energy | Higher Knapp Farm | Solar | PV | No | Solar |  | 1.5116 | LV | England | South West | TA36AY |  | 330222.0 | 124913.0 | 2013 | SOL-000573
Quintas Energy | Little T | Solar | PV | No | Solar |  | 5.4439 | LV | England | South West | TR109EF |  | 171916.0 | 31778.0 | 2013 | SOL-000577
Quintas Energy | Lovedean | Solar | PV | No | Solar |  | 4.5438 | LV | England | South East | PO80SH |  | 468005.0 | 112956.0 | 2013 | SOL-000578
Quintas Energy | Marley Thatch | Solar | PV | No | Solar |  | 6.2227 | LV | England | South West | TQ109LW |  | 271573.0 | 59890.0 | 2013 | SOL-000581
Quintas Energy | Newlands | Solar | PV | No | Solar |  | 4.279 | LV | England | South West | EX135SF |  | 333040.0 | 97434.0 | 2013 | SOL-000582
Quintas Energy | Ninnis | Solar | PV | No | Solar |  | 3.8822 | LV | England | South West | PL267EN |  | 198252.0 | 50490.0 | 2013 | SOL-000583
Quintas Energy | North Perrott Fruit Farm | Solar | PV | No | Solar |  | 0.8232 | LV | England | South West | TA187SN |  | 346475.0 | 110116.0 | 2013 | SOL-000584
Quintas Energy | Palfreys Barton | Solar | PV | No | Solar |  | 0.96138 | LV | England | South West | EX167RZ |  | 296533.0 | 118055.0 | 2013 | SOL-000586
Quintas Energy | Parkhouse | Solar | PV | No | Solar |  | 6.6405 | LV | England | South East | SP97UZ |  | 422792.0 | 144085.0 | 2013 | SOL-000587
Quintas Energy | Rudge Manor | Solar | PV | No | Solar |  | 6.3872 | LV | England | South West | SN82HN |  | 427444.0 | 169114.0 | 2013 | SOL-000588
Quintas Energy | Shipton Bellinger | Solar | PV | No | Solar |  | 5.4331 | LV | England | South East | SP40EG |  | 423437.0 | 143998.0 | 2013 | SOL-000590
Quintas Energy | Slaughtergate | Solar | PV | No | Solar |  | 1.8385 | LV | England | South West | SP85NH |  | 378233.0 | 127441.0 | 2013 | SOL-000592
Quintas Energy | Southcombe Farm | Solar | PV | No | Solar |  | 1.2127 | LV | England | South West | EX215RF |  | 244284.0 | 111956.0 | 2013 | SOL-000593
Quintas Energy | Strete | Solar | PV | No | Solar |  | 4.8546 | LV | England | South West | EX52PL |  | 304235.0 | 94913.0 | 2013 | SOL-000594
Quintas Energy | Tavells | Solar | PV | No | Solar |  | 5.4106 | LV | England | South East | SO404WH |  | 438181.0 | 110655.0 | 2013 | SOL-000595
Quintas Energy | Tregassow | Solar | PV | No | Solar |  | 5.8714 | LV | England | South West | TR49BL |  | 185395.0 | 49565.0 | 2013 | SOL-000597
Quintas Energy | Turves | Solar | PV | No | Solar |  | 4.998 | LV | England | East of England | PE72HS |  | 533992.0 | 294321.0 | 2013 | SOL-000598
Quintas Energy | Whiddon Farm | Solar | PV | No | Solar |  | 0.89739 | LV | England | South West | EX226PJ |  | 239451.0 | 97227.0 | 2013 | SOL-000600
Quintas Energy | Willsland | Solar | PV | No | Solar |  | 3.267 | LV | England | South West | EX215LS |  | 250049.0 | 104054.0 | 2013 | SOL-000601
Quintas Energy | Burntstalk Farm | Solar | PV | No | Solar |  | 11.5248 | LV | England | East of England | PE321JA |  | 577721.0 | 311630.0 | 2013 | SOL-000603
Quintas Energy | Causilgey | Solar | PV | No | Solar |  | 4.998 | LV | England | South West | TR49EP |  | 177775.0 | 47586.0 | 2013 | SOL-000604
Quintas Energy | Chawton | Solar | PV | No | Solar |  | 3.6544 | LV | England | South East | PO318QT |  | 449357.0 | 93055.0 | 2013 | SOL-000605
Quintas Energy | Chediston Hall | Solar | PV | No | Solar |  | 12.348 | LV | England | East of England | IP190RA |  | 636663.0 | 278367.0 | 2013 | SOL-000606
Quintas Energy | Hewas | Solar | PV | No | Solar |  | 5.9829 | LV | England | South West | TR24EP |  | 191590.0 | 53161.0 | 2013 | SOL-000609
Quintas Energy | The Hollies | Solar | PV | No | Solar |  | 8.605 | LV | England | East Midlands | PE244SH |  | 549558.0 | 363539.0 | 2013 | SOL-000611
Quintas Energy | Apse New Barn | Solar | PV | No | Solar |  | 3.0658 | LV | England | South East | PO377PS |  | 456363.0 | 82780.0 | 2013 | SOL-000612
Quintas Energy | Higher Trenhayle | Solar | PV | No | Solar |  | 2.9322 | LV | England | South West | TR275JU |  | 158256.0 | 36251.0 | 2013 | SOL-000613
Quintas Energy | Hollamoor | Solar | PV | No | Solar |  | 2.2363 | LV | England | South West | EX313HX |  | 254698.0 | 129964.0 | 2013 | SOL-000621
Quintas Energy | Lexham | Solar | PV | No | Solar |  | 7.9184 | LV | England | East of England | PE322RY |  | 587463.0 | 319985.0 | 2013 | SOL-000623
Quintas Energy | Tredown Farm | Solar | PV | No | Solar |  | 1.4348 | LV | England | South West | PL160HH |  | 239431.0 | 81407.0 | 2013 | SOL-000624
Quintas Energy | Penhale | Solar | PV | No | Solar |  | 3.5251 | LV | England | South West | PL277RQ |  | 194606.0 | 71371.0 | 2013 | SOL-000626
Quintas Energy | Mopley/Cadland | Solar | PV | No | Solar |  | 3.016 | LV | England | South East | SO451YH |  | 444681.0 | 100949.0 | 2013 | SOL-000630
Quintas Energy | Bishops Sutton | Solar | PV | No | Solar |  | 12 | LV | England | South East | SO240AA |  | 459558.0 | 131825.0 | 2014 | SOL-000663
Quintas Energy | Rew Farm | Solar | PV | No | Solar |  | 5.0627 | LV | England | South West | PL305AW |  | 209034.0 | 61130.0 | 2014 | SOL-000668
Quintas Energy | Week Farm 2 | Solar | PV | No | Solar |  | 3.7301 | LV | England | South West | EX387HU |  | 251218.0 | 119059.0 | 2014 | SOL-000674
Quintas Energy | Willburton 2 (Mingay Farm) | Solar | PV | No | Solar |  | 19.3208 | LV | England | East of England | CB63PU |  | 547073.0 | 272967.0 | 2014 | SOL-000679
Quintas Energy | Hazard | Solar | PV | No | Solar |  | 5.6566 | LV | England | South West | TQ97LN |  | 274991.0 | 59302.0 | 2014 | SOL-000680
Quintas Energy | Crapnell Farm | Solar | PV | No | Solar |  | 4.6679 | LV | England | South West | BA53HG |  | 359691.0 | 145698.0 | 2014 | SOL-000684
Quintas Energy | Hill Farm (OI) | Solar | PV | No | Solar |  | 10.8443 | LV | England | South East | PO360BB |  | 461387.0 | 89012.0 | 2014 | SOL-000685
Quintas Energy | Drapers Farm | Solar | PV | No | Solar |  | 5.9986 | LV | England | East of England | CM31QF |  | 572146.0 | 220468.0 | 2014 | SOL-000686
Quintas Energy | Reaches Farm | Solar | PV | No | Solar |  | 6.2436 | LV | England | East of England | IP265LA |  | 573913.0 | 298817.0 | 2014 | SOL-000687
Quintas Energy | Meadow Farm | Solar | PV | No | Solar |  | 6.114 | LV | England | East of England | IP264RG |  | 572611.0 | 296975.0 | 2014 | SOL-000688
Quintas Energy | Little Morton | Solar | PV | No | Solar |  | 14.289 | LV | England | East Midlands | DN228HE |  | 467187.0 | 379023.0 | 2014 | SOL-000689
Quintas Energy | Abbots Ripton | Solar | PV | No | Solar |  | 24.6672 | LV | England | East of England | PE282LQ |  | 522746.0 | 277158.0 | 2014 | SOL-000690
Quintas Energy | Manor Farm Dorset | Solar | PV | No | Solar |  | 4.922 | LV | England | South West | SP85PR |  | 377815.0 | 128359.0 | 2014 | SOL-000691
Quintas Energy | Lodge Farm | Solar | PV | No | Solar |  | 11.9975 | LV | England | East Midlands | NG139PL |  | 478519.0 | 341598.0 | 2014 | SOL-000692
Quintas Energy | Sycamore | Solar | PV | No | Solar |  | 19.0121 | LV | England | South East | TN299SY |  | 601943.0 | 125385.0 | 2014 | SOL-000693
Quintas Energy | North Wayton | Solar | PV | No | Solar |  | 8.3982 | LV | England | South West | PL126QQ |  | 242671.0 | 62588.0 | 2014 | SOL-000694
Quintas Energy | Hill End Farm | Solar | PV | No | Solar |  | 2.84 | LV | England | South East | RG265HA |  | 462034.0 | 157344.0 | 2014 | SOL-000697
Quintas Energy | Pyde Drove | Solar | PV | No | Solar |  | 8.436 | LV | England | South West | TA78DN |  | 335530.0 | 142499.0 | 2014 | SOL-000700
Quintas Energy | Spittleborough | Solar | PV | No | Solar |  | 9.1443 | LV | England | South West | SN48ET |  | 408318.0 | 183058.0 | 2014 | SOL-000701
Quintas Energy | Stratton Hall | Solar | PV | No | Solar |  | 11.7649 | LV | England | East of England | IP100PL |  | 625674.0 | 239588.0 | 2014 | SOL-000704
Quintas Energy | Tillhouse | Solar | PV | No | Solar |  | 10.5105 | LV | England | South West | EX53BG |  | 301013.0 | 96534.0 | 2014 | SOL-000705
Quintas Energy | Decoy | Solar | PV | No | Solar |  | 5.3424 | LV | England | South East | PO203TR |  | 492213.0 | 104099.0 | 2014 | SOL-000709
Quintas Energy | Ermine Street | Solar | PV | No | Solar |  | 32.4494 | LV | England | East Midlands | NG348QT |  | 499291.0 | 347452.0 | 2014 | SOL-000712
Quintas Energy | New Row Farm | Solar | PV | No | Solar |  | 4.4504 | LV | England | South West | BA44JT |  | 363204.0 | 145130.0 | 2014 | SOL-000714
Quintas Energy | Pitts Farm | Solar | PV | No | Solar |  | 3.2141 | LV | England | South West | BA53HG |  | 359176.0 | 146235.0 | 2014 | SOL-000716
Quintas Energy | Hullavington | Solar | PV | No | Solar |  | 8.316 | LV | England | South West | SN146QP |  | 389154.0 | 182299.0 | 2014 | SOL-000721
Quintas Energy | The Hydes | Solar | PV | No | Solar |  | 10.7161 | LV | England | East of England | CM74TX |  | 564210.0 | 230560.0 | 2014 | SOL-000722
Quintas Energy | Manston Thorne | Solar | PV | No | Solar |  | 6.1986 | LV | England | South East | CT125DS |  | 633388.0 | 164922.0 | 2014 | SOL-000723
Quintas Energy | Ottringham | Solar | PV | No | Solar |  | 6.073 | LV | England | Yorkshire and the Humber | HU120AD |  | 527561.0 | 424182.0 | 2014 | SOL-000724
Quintas Energy | Sutton Mawr | Solar | PV | No | Solar |  | 7.524 | LV | Wales | Wales | CF623AB |  | 307224.0 | 170024.0 | 2014 | SOL-000727
Quintas Energy | West Hall | Solar | PV | No | Solar |  | 5.511 | LV | Wales | Wales | CF624ZW |  | 302476.0 | 166946.0 | 2014 | SOL-000730
Quintas Energy | Clann Farm | Solar | PV | No | Solar |  | 1.489 | LV | England | South West | PL305HD |  | 202639.0 | 63931.0 | 2014 | SOL-000732
Quintas Energy | Westwood Farm | Solar | PV | No | Solar |  | 5.1469 | LV | England | East Midlands | NG220PF |  | 471765.0 | 370062.0 | 2014 | SOL-000737
Quintas Energy | Walland Farm | Solar | PV | No | Solar |  | 4.9993 | LV | England | South West | EX395DP |  | 235344.0 | 122223.0 | 2015 | SOL-000773
Quintas Energy | Wedgehill | Solar | PV | No | Solar |  | 13.5078 | LV | England | South West | BH216SB |  | 406557.0 | 108809.0 | 2015 | SOL-000774
Quintas Energy | Bryn Yr Odyn | Solar | PV | No | Solar |  | 14.8971 | LV | Wales | Wales | LL625DE |  | 239600.0 | 373400.0 | 2015 | SOL-000788
Quintas Energy | Avenue Farm | Solar | PV | No | Solar |  | 7.6484 | LV | England | East of England | NR147PJ |  | 628770.0 | 303787.0 | 2015 | SOL-000791
Quintas Energy | Mount Mill | Solar | PV | No | Solar |  | 11.9998 | LV | England | East Midlands | MK196DG |  | 476366.0 | 237708.0 | 2015 | SOL-000796
Quintas Energy | Pitchford | Solar | PV | No | Solar |  | 21.0084 | LV | England | West Midlands | SY5 7DU | SJ5096502668 | 350965.0 | 302668.0 | 2015 | SOL-000800
Quintas Energy | Somerton Door | Solar | PV | No | Solar |  | 8.701 | LV | England | South West | TA116JA |  | 347045.0 | 130025.0 | 2015 | SOL-000801
Quintas Energy | Wiggin Hill | Solar | PV | No | Solar |  | 11.4436 | LV | England | East of England | PE273LL |  | 530442.0 | 273663.0 | 2015 | SOL-000806
Quintas Energy | Oaklands | Solar | PV | No | Solar |  | 6.8544 | LV | England | South East | TN261ER |  | 596397.0 | 144740.0 | 2015 | SOL-000809
Quintas Energy | Chisbon | Solar | PV | No | Solar |  | 12.338 | LV | England | East of England | CO168HJ |  | 612862.0 | 218208.0 | 2015 | SOL-000810
Quintas Energy | Singrug | Solar | PV | No | Solar |  | 11.9959 | LV | Wales | Wales | NP122BG |  | 319137.0 | 193566.0 | 2015 | SOL-000811
Quintas Energy | Trench Farm | Solar | PV | No | Solar |  | 4.997 | LV | Wales | Wales | LL130NA |  | 338419.0 | 339068.0 | 2015 | SOL-000812
Quintas Energy | Westerfield | Solar | PV | No | Solar |  | 12.9793 | LV | England | South East | OX183PA |  | 427125.0 | 209714.0 | 2015 | SOL-000813
Quintas Energy | Parciau | Solar | PV | No | Solar |  | 12.7195 | LV | Wales | Wales | LL551TS |  | 250255.0 | 365482.0 | 2015 | SOL-000814
Quintas Energy | Melbourn Black Peak | Solar | PV | No | Solar |  | 18.9552 | LV | England | East of England | SG87ND |  | 540507.0 | 244190.0 | 2015 | SOL-000817
Quintas Energy | Melbourn Muncey Farm | Solar | PV | No | Solar |  | 30.9417 | LV | England | East of England | SG86DG |  | 537951.0 | 242629.0 | 2015 | SOL-000818
Quintas Energy | Northmoor | Solar | PV | No | Solar |  | 4.9149 | LV | England | South West | EX226TD |  | 227223.0 | 97462.0 | 2015 | SOL-000819
Quintas Energy | Eakring | Solar | PV | No | Solar |  | 11.7931 | LV | England | East Midlands | NG220AN |  | 466033.0 | 362403.0 | 2015 | SOL-000820
Quintas Energy | Littleton Farm | Solar | PV | No | Solar |  | 12.0057 | LV | England | South West | DT119QP |  | 388332.0 | 105051.0 | 2015 | SOL-000825
Quintas Energy | Rydon Farm | Solar | PV | No | Solar |  | 9.5763 | LV | England | South West | TQ126DB |  | 284136.0 | 68721.0 | 2015 | SOL-000826
Quintas Energy | Thoresby | Solar | PV | No | Solar |  | 19.8092 | LV | England | East Midlands | NG229EX |  | 460364.0 | 370225.0 | 2015 | SOL-000830
Quintas Energy | Upper Farringdon | Solar | PV | No | Solar |  | 6.1758 | LV | England | South East | GU343HW |  | 471468.0 | 135482.0 | 2015 | SOL-000847
Quintas Energy | Bystock Farm | Solar | PV | No | Solar |  | 4.05 | LV | England | South West | EX85ED |  | 302289.0 | 84362.0 | 2015 | SOL-000849
Quintas Energy | Six Hills | Solar | PV | No | Solar |  | 18.7387 | LV | England | East Midlands | LE143PR |  | 463321.0 | 321230.0 | 2015 | SOL-000850
Quintas Energy | Ryston Farm | Solar | PV | No | Solar |  | 4.6231 | LV | England | East of England | PE380AA |  | 561681.0 | 302008.0 | 2015 | SOL-000856
Quintas Energy | Waterloo Farm 1 and 2 | Solar | PV | No | Solar |  | 28.6681 | LV | England | East of England | SG192JW |  | 518826.0 | 251804.0 | 2015 | SOL-000858
Quintas Energy | Woodlands Farm | Solar | PV | No | Solar |  | 13.1592 | LV | England | South East | CT34NB |  | 617569.0 | 163068.0 | 2015 | SOL-000859
Quintas Energy | Natewood | Solar | PV | No | Solar |  | 8.978 | LV | England | South East | BN273PH |  | 557796.0 | 107151.0 | 2015 | SOL-000860
Quintas Energy | Cloford Common Farm | Solar | PV | No | Solar |  | 4.9993 | LV | England | South West | BA114PE |  | 373029.0 | 143593.0 | 2015 | SOL-000866
Quintas Energy | Molland Farm | Solar | PV | No | Solar |  | 4.9985 | LV | England | South West | EX363PS |  | 282422.0 | 126165.0 | 2015 | SOL-000869
Quintas Energy | Tooley Farm | Solar | PV | No | Solar |  | 4.9985 | LV | England | East of England | CM63AA |  | 564888.0 | 223424.0 | 2015 | SOL-000871
Quintas Energy | Barn Farm | Solar | PV | No | Solar |  | 4.692 | LV | England | East of England | CO112UX |  | 615682.0 | 231393.0 | 2015 | SOL-000874
Quintas Energy | Birch Estate | Solar | PV | No | Solar |  | 4.998 | LV | England | East of England | CO20NU |  | 593323.0 | 219800.0 | 2015 | SOL-000884
Quintas Energy | Mill Hill Farm | Solar | PV | No | Solar |  | 4.9979 | LV | England | Yorkshire and the Humber | YO606QN |  | 463388.0 | 467066.0 | 2015 | SOL-000893
Quintas Energy | Averill Farm | Solar | PV | No | Solar |  | 4.9979 | LV | England | East Midlands | DE556HB |  | 441094.0 | 361390.0 | 2015 | SOL-000904
Quintas Energy | Ratcliffe House Farm | Solar | PV | No | Solar |  | 3.498 | LV | England | East Midlands | CV93LZ |  | 433432.0 | 299754.0 | 2015 | SOL-000905
Quintas Energy | Pollington Airfield | Solar | PV | No | Solar |  | 4.9979 | LV | England | Yorkshire and the Humber | DN140BA |  | 461763.0 | 420790.0 | 2015 | SOL-000906
Quintas Energy | Ash Row Farm | Solar | PV | No | Solar |  | 4.9979 | LV | England | Yorkshire and the Humber | LS256JJ |  | 451649.0 | 433677.0 | 2015 | SOL-000907
Quintas Energy | Cressing | Solar | PV | No | Solar |  | 4.9939 | LV | England | East of England | CM778PD |  | 579757.0 | 218798.0 | 2016 | SOL-001024
Quintas Energy | Short Hazel | Solar | PV | No | Solar |  | 4.9993 | LV | England | East Midlands | DE117BD |  | 433077.0 | 319883.0 | 2016 | SOL-001039
Quintas Energy | Blaby | Solar | PV | No | Solar |  | 3.4802 | LV | England | East Midlands | LE85QW |  | 458722.0 | 296614.0 | 2016 | SOL-001041
Quintas Energy | Dairy House Farm | Solar | PV | No | Solar |  | 3.366 | LV | England | North West | CW56DN |  | 365834.0 | 356455.0 | 2016 | SOL-001042
Quintas Energy | Carlisle Estate | Solar | PV | No | Solar |  | 4.9979 | LV | England | North West | CA57ES |  | 336020.0 | 546015.0 | 2016 | SOL-001047
Quintas Energy | Peter Hill | Solar | PV | No | Solar |  | 4.9979 | LV | England | Yorkshire and the Humber | YO614PN |  | 450038.0 | 473183.0 | 2016 | SOL-001048
Quintas Energy | Guisborough | Solar | PV | No | Solar |  | 4.9993 | LV | England | North East | TS146QX |  | 460407.0 | 516083.0 | 2016 | SOL-001050
Quintas Energy | Caswell | Solar | PV | No | Solar |  | 5.9054 | LV | England | South West | BA229RH |  | 357538.0 | 109283.0 | 2016 | SOL-001052
Quintas Energy | Staining Wood | Solar | PV | No | Solar |  | 4.9979 | LV | England | North West | PR43PH |  | 336929.0 | 432551.0 | 2016 | SOL-001055
Quintas Energy | Holtwood | Solar | PV | No | Solar |  | 4.9941 | LV | England | East Midlands | DE65JW |  | 412619.0 | 333405.0 | 2016 | SOL-001057
Quintas Energy | Peterlee | Solar | PV | No | Solar |  | 4.9972 | LV | England | North East | SR83UJ |  | 440912.0 | 542443.0 | 2016 | SOL-001069
Quintas Energy | Brickkiln Lane | Solar | PV | No | Solar |  | 4.9933 | LV | England | East of England | NR148AJ |  | 620403.0 | 299944.0 | 2016 | SOL-001072
Quintas Energy | Lawn Lane | Solar | PV | No | Solar |  | 4.3235 | LV | England | West Midlands | WV95BB |  | 390095.0 | 304875.0 | 2016 | SOL-001073
Quintas Energy | The Breck | Solar | PV | No | Solar |  | 4.9993 | LV | England | East Midlands | S432NP |  | 442323.0 | 376116.0 | 2016 | SOL-001075
Quintas Energy | Deepdale | Solar | PV | No | Solar |  | 4.9972 | LV | England | East Midlands | NG348SH |  | 507434.0 | 349013.0 | 2016 | SOL-001082
Quintas Energy | Lochcraigs Farm | Solar | PV | No | Solar |  | 4.992 | LV | Scotland | Scotland | KA204LB |  | 227518.0 | 643857.0 | 2017 | SOL-001196
Quintas Energy | Seaton Road | Solar | PV | No | Solar |  | 4.16 | LV | England | East Midlands | LE159BG |  | 487565.0 | 299395.0 | 2017 | SOL-001198
Quintas Energy | Stormy Down | Solar | PV | No | Solar |  | 4.672 | LV | Wales | Wales | CF334RS |  | 284154.0 | 180554.0 | 2017 | SOL-001227
Quintas Energy | Corntown Solar | Solar | PV | No | Solar |  | 2.4832 | LV | Wales | Wales | CF355FB |  | 293545.0 | 177153.0 | 2017 | SOL-001237
Quintas Energy | Penyrheollas | Solar | PV | No | Solar |  | 4.9862 | LV | Wales | Wales | NP120HY |  | 318604.0 | 201211.0 | 2017 | SOL-001238
Quintas Energy | Fullerton | Solar | PV | No | Solar |  | 4.3566 | LV | England | South East | SP117HR |  | 437054.0 | 141581.0 | 2017 | SOL-001243
Quintas Energy | Pingewood | Solar | PV | No | Solar |  | 15.3666 | LV | England | South East | RG303UG | SU 68775 69340 | 468775 | 169340 | 2015 | SOL-001413
Quintas Energy | Breach Solar | Solar | PV | No | Solar |  | 67.4436 | HV | England | East of England | CB25 0DB | TL603685 | 560313 | 268572 | 2024 | SOL-001608
Quintas Energy | Driffield | Solar | PV | No | Solar |  | 48.6608 | LV | England | Yorkshire and the Humber | YO25 9HP | TA 04374 56428 | 504374 | 456428 | 2025 | SOL-001662
Quintas Energy | South Fambridge Hall | Solar | PV | No | Solar |  | 52.7357 | LV | England | East of England | SS4 3LS | TQ 86193 95503 | 586193 | 195503 | 2026 | SOL-001692
RES Group | Parsonage (Hazel) | Solar | PV | No | Solar |  | 7 | LV | England | South West | TA199EF | ST379155 | 336700.0 | 115500.0 | 2013 | SOL-000614
RES Group | Derriton (Tamar Heights) | Solar | PV | No | Solar |  | 11.7 | LV | England | South West | EX226JX | SS331027 | 233249.0 | 103010.0 | 2014 | SOL-000671
RES Group | Parley | Solar | PV | No | Solar |  | 24.2 | LV | England | South West | BH236BG | SZ098992 | 409877.0 | 99146.0 | 2014 | SOL-000672
RES Group | Wix Lodge (Stour Fields) | Solar | PV | No | Solar |  | 18.7 | LV | England | East of England | CO112RP | TM152288 | 614962.0 | 228422.0 | 2014 | SOL-000673
RES Group | Goonhilly Solar | Solar | PV | No | Solar |  | 4.51 | LV | England | South West | TR12 7BA | SW6971121226 | 169711.0 | 21226.0 | 2014 | SOL-000681
RES Group | Egmere | Solar | PV | No | Solar |  | 21 | LV | England | East of England | NR226AY | TF904378 | 590428.0 | 338001.0 | 2014 | SOL-000696
RES Group | Penare | Solar | PV | No | Solar |  | 11.1 | LV | England | South West | TR49DG | SW812496 | 181089.0 | 49385.0 | 2014 | SOL-000699
RES Group | UK Solar (Lower Newton) LLP | Solar | PV | No | Solar |  | 11.92 | LV | England | West Midlands |  | SJ988386 | 398731.0 | 338883.0 | 2014 | SOL-000733
RES Group | Marvel (Stone Farm) | Solar | PV | No | Solar |  | 5 | LV | England | South East | PO303BQ | SZ507862 | 451260.0 | 86014.0 | 2011 | SOL-000766
RES Group | Four Burrows Solar (Kenwyn) | Solar | PV | No | Solar |  | 7.2 | LV | England | South West | TR48JB | SW761480 | 176372.0 | 48050.0 | 2014 | SOL-000772
RES Group | SPD 3 - Grange Farm | Solar | PV | No | Solar |  | 9.5 | LV | England | East Midlands |  | TF231620 | 523131.0 | 362337.0 | 2015 | SOL-000781
RES Group | Chalgrove Solar Limited | Solar | PV | No | Solar |  | 21.34 | LV | England | South East |  | SU649967 | 465126.0 | 197272.0 | 2015 | SOL-000787
RES Group | Pencoose | Solar | PV | No | Solar |  | 8.14 | LV | England | South West |  | SW728379 | 173927.0 | 37998.0 | 2015 | SOL-000799
RES Group | SPD 4 - Gelliwern | Solar | PV | No | Solar |  | 6.24 | LV | Wales | Wales |  | SN626019 | 262382.0 | 202019.0 | 2015 | SOL-000822
RES Group | UK Solar (Hartwell) LLP | Solar | PV | No | Solar |  | 18.6 | LV | England | East Midlands |  | SP791490 | 478515.0 | 248927.0 | 2015 | SOL-000845
RES Group | Hale Farm Solar Ltd | Solar | PV | No | Solar |  | 12.23 | LV | England | South West |  | SU1946137939 | 419461.0 | 137939.0 | 2015 | SOL-000855
RES Group | Newton Ferrers | Solar | PV | No | Solar |  | 19.5 | LV | England | South West |  | SX359665 | 235294.0 | 67022.0 | 2015 | SOL-000915
RES Group | Mendennick Solar | Solar | PV | No | Solar |  | 2.64 | LV | England | South West | PL11 3AU | SX4155153320 | 241551.0 | 53320.0 | 2015 | SOL-000929
RES Group | SPD 2 - Hall Farm | Solar | PV | No | Solar |  | 14.9 | LV | England | East of England |  | TM195952 | 619500 | 295200 | 2015 | SOL-000930
RES Group | East Langford Solar | Solar | PV | No | Solar |  | 5 | LV | England | South West |  | SS 29318 10657 | 229318 | 110657 | 2011 | SOL-001541
RES Group | Manor Farm Solar | Solar | PV | No | Solar |  | 5 | LV | England | South West | PL26 7TQ | SW982524 | 198260 | 52426 | 2011 | SOL-001542
RES Group | Churchtown Farm Solar | Solar | PV | No | Solar |  | 4.99 | LV | England | South West | TR27 5BX | SW 59822 40754 | 159822 | 40754 | 2011 | SOL-001543
RES Group | Dyffryn Brodyn Wind Farm (GB) | Wind | Onshore | No | Wind |  | 5.4 | LV | Wales | Wales | SA340JE | SN220270 | 222100.0 | 226800.0 | 1994 | WON-000148
RES Group | Four Burrows Wind Farm (GB) | Wind | Onshore | No | Wind |  | 4.5 | LV | England | South West | TR48JB | SW770480 | 176000.0 | 48200.0 | 1995 | WON-000154
RES Group | Lendrums Bridge Wind Farm (NI) | Wind | Onshore | No | Wind |  | 5.94 | LV | Northern Ireland | Northern Ireland | BT750LL | NV456119 | 63672.0 | 512074.0 | 2000 | WON-000208
RES Group | Lendrums Bridge Extension Wind Farm (NI) | Wind | Onshore | No | Wind |  | 7.3 | LV | Northern Ireland | Northern Ireland | BT750LL | NV456119 | 54170.0 | 517391.0 | 1999 | WON-000230
RES Group | Forss Wind Farm (GB) | Wind | Onshore | No | Wind |  | 2 | LV | Scotland | Scotland | KW14 7UZ | ND020695 | 302000.0 | 969500.0 | 2003 | WON-000244
RES Group | Altahullion Wind Farm (NI) | Wind | Onshore | No | Wind |  | 26 | LV | Northern Ireland | Northern Ireland | BT474NS | IC627142 | 78039.0 | 574408.0 | 2003 | WON-000245
RES Group | Castle Pill Farm 1 - A, C | Wind | Onshore | No | Wind |  | 3.148 | LV | Wales | Wales | SA73 1HE | SM 92398 07108 | 192398.0 | 207108.0 | 2009 | WON-000262
RES Group | High Sharpley | Wind | Onshore | No | Wind |  | 2.6 | LV | England | North East | SR7 0NJ | NZ4264449702 | 442644.0 | 549702.0 | 2006 | WON-000297
RES Group | Black Hill Wind Farm | Wind | Onshore | No | Wind |  | 28.6 | LV | Scotland | Scotland |  | NT730555 | 373000.0 | 656300.0 | 2007 | WON-000305
RES Group | Forss Extension Wind Farm (GB) | Wind | Onshore | No | Wind |  | 5.2 | LV | Scotland | Scotland | KW14 7UZ | ND020695 | 302000.0 | 969500.0 | 2007 | WON-000310
RES Group | Lough Hill Wind Farm (NI) | Wind | Onshore | No | Wind |  | 7.8 | LV | Northern Ireland | Northern Ireland | BT817SL | NV326476 | 38467.0 | 541020.0 | 2007 | WON-000311
RES Group | Altahullion Extension Wind Farm (NI) | Wind | Onshore | No | Wind |  | 11.7 | LV | Northern Ireland | Northern Ireland | BT474NS | IC627142 | 78039.0 | 574408.0 | 2007 | WON-000315
RES Group | Braich Ddu | Wind | Onshore | No | Wind |  | 3.9 | LV | Wales | Wales | LL23 7LE | SH6750001500 | 267500.0 | 301500.0 | 2007 | WON-000319
RES Group | Goonhilly Downs Wind Farm | Wind | Onshore | No | Wind |  | 12 | LV | England | South West | TR12 7AZ | SW7100021200 | 171000.0 | 21200.0 | 2008 | WON-000331
RES Group | Roskrow Barton | Wind | Onshore | No | Wind |  | 1.7 | LV | England | South West | TR10 9AW | SW7650035500 | 176500.0 | 35500.0 | 2008 | WON-000344
RES Group | Ramsey | Wind | Onshore | No | Wind |  | 1.8 | LV | England | East of England | PE26 2SL | TL2880084900 | 528800.0 | 284900.0 | 2008 | WON-000345
RES Group | Glens of Foudland | Wind | Onshore | No | Wind |  | 26 | LV | Scotland | Scotland | AB54 6AS | NJ6149637303 | 361496.0 | 837303.0 | 2009 | WON-000358
RES Group | Loscar | Wind | Onshore | No | Wind |  | 4.5 | LV | England | Yorkshire and the Humber | S26 7XY | SK5100080000 | 451000.0 | 380000.0 | 2010 | WON-000397
RES Group | High Haswell Wind Farm | Wind | Onshore | No | Wind |  | 4 | LV | England | North East | DH6 1PZ | NZ3667543772 | 436675.0 | 543772.0 | 2011 | WON-000409
RES Group | Ferndale Wind Farm | Wind | Onshore | No | Wind |  | 6.4 | LV | Wales | Wales | CF43 3RG | SS9970095700 | 299700.0 | 195700.0 | 2011 | WON-000411
RES Group | Sancton Hill Wind Farm | Wind | Onshore | No | Wind |  | 10.384 | LV | England | Yorkshire and the Humber | YO43 4TG | SE9155439660 | 491554.0 | 439660.0 | 2011 | WON-000423
RES Group | South Sharpley Wind Farm | Wind | Onshore | No | Wind |  | 6.2304 | LV | England | North East | SR7 0NJ | NZ3849049675 | 438490.0 | 549675.0 | 2011 | WON-000426
RES Group | Hill of Towie Wind Farm (GB) | Wind | Onshore | No | Wind |  | 48.3 | LV | Scotland | Scotland | AB556YU | NJ366468 | 320000.0 | 860000.0 | 2012 | WON-000464
RES Group | Kelburn Wind Farm (GB) | Wind | Onshore | No | Wind |  | 28 | LV | Scotland | Scotland | KA245LE | NS246544 | 224000.0 | 655000.0 | 2012 | WON-000465
RES Group | Auquhirie Land | Wind | Onshore | No | Wind |  | 6.9 | LV | Scotland | Scotland | AB39 3XZ | NO831830 | 328500.0 | 785500.0 | 2013 | WON-000515
RES Group | Bilsthorpe | Wind | Onshore | No | Wind |  | 10.25 | LV | England | East Midlands | NG22 8ST | SK6600062000 | 466000.0 | 362000.0 | 2013 | WON-000520
RES Group | Grange Wind Farm (GB) | Wind | Onshore | No | Wind |  | 14 | LV | England | East Midlands | PE135RB | TF459192 | 545055.0 | 318754.0 | 2013 | WON-000521
RES Group | Burnthouse Windfarm | Wind | Onshore | No | Wind |  | 6 | LV | England | East of England | PE7 2DQ | TL3345895082 | 533458.0 | 295082.0 | 2013 | WON-000524
RES Group | Hall Farm Wind Farm | Wind | Onshore | No | Wind |  | 24.6 | LV | England | Yorkshire and the Humber | HU17 9SG | TA0786543185 | 507865.0 | 443185.0 | 2013 | WON-000529
RES Group | Orchard End Windfarm | Wind | Onshore | No | Wind |  | 4 | LV | England | North West | PR3 6BA | SD4321645233 | 343216.0 | 445233.0 | 2013 | WON-000533
RES Group | Roos Wind Farm (GB) | Wind | Onshore | No | Wind |  | 17.1 | LV | England | Yorkshire and the Humber | HU120LA | TA275294 | 527376.0 | 430105.0 | 2013 | WON-000535
RES Group | Meikle Carewe Wind Farm (GB) | Wind | Onshore | No | Wind |  | 10.2 | LV | Scotland | Scotland | AB393QH | NO835918 | 383200.0 | 792000.0 | 2013 | WON-000545
RES Group | Tallentire Wind Farm (GB) | Wind | Onshore | No | Wind |  | 12 | LV | England | North West | CA130QA | NY131363 | 312500.0 | 535500.0 | 2013 | WON-000546
RES Group | Earlseat Wind Farm (GB) | Wind | Onshore | No | Wind |  | 16 | LV | Scotland | Scotland | KY1 4TQ | NT311973 | 332961.0 | 698416.0 | 2014 | WON-000561
RES Group | Ramsey 2 Wind Farm | Wind | Onshore | No | Wind |  | 8 | LV | England | East of England | PE26 1GH | TL2781486445 | 527814.0 | 286445.0 | 2013 | WON-000562
RES Group | Carscreugh | Wind | Onshore | No | Wind |  | 15.3 | LV | Scotland | Scotland | DG8 0NU | NX2500055000 | 225000.0 | 555000.0 | 2014 | WON-000641
RES Group | Wear Point Wind Farm | Wind | Onshore | No | Wind |  | 8.2 | LV | Wales | Wales | SA73 1DR | SM9304104629 | 193041.0 | 204629.0 | 2014 | WON-000647
RES Group | Burton Wold | Wind | Onshore | No | Wind |  | 14.4 | LV | England | East Midlands | NN15 5PJ | SP9190274577 | 491902.0 | 274577.0 | 2014 | WON-000651
RES Group | High Down | Wind | Onshore | No | Wind |  | 0.5 | LV | England | South West | PL14 5RH | SX3077069217 | 230770.0 | 69217.0 | 2014 | WON-000658
RES Group | High Pow | Wind | Onshore | No | Wind |  | 3.9 | LV | England | North West | CA7 1DF | NY2355044400 | 323550.0 | 544400.0 | 2015 | WON-000746
RES Group | Whittlesey | Wind | Onshore | No | Wind |  | 1.8 | LV | England | East of England | PE7 2PA | TL2402797139 | 524027.0 | 297139.0 | 2015 | WON-000747
RES Group | Woolley Hill (GB) | Wind | Onshore | No | Wind |  | 10 | LV | England | East of England | PE280UA | TL161729 | 515374.0 | 272655.0 | 2015 | WON-000748
RES Group | Jacks Lane (GB) | Wind | Onshore | No | Wind |  | 15 | LV | England | East of England | PE318PZ | TF818350 | 580388.0 | 335874.0 | 2015 | WON-000750
RES Group | St Breock | Wind | Onshore | No | Wind |  | 10.261 | LV | England | South West | PL30 5PN | SW9859268218 | 198592.0 | 68218.0 | 2015 | WON-000752
RES Group | Dungavel | Wind | Onshore | No | Wind |  | 26 | LV | Scotland | Scotland | ML10 6SW | NS6795436995 | 267954.0 | 636995.0 | 2015 | WON-000756
RES Group | Denzell Downs Windfarm | Wind | Onshore | No | Wind |  | 10 | LV | England | South West | TR9 6DR | SW8992367094 | 189923.0 | 67094.0 | 2015 | WON-000759
RES Group | New Albion | Wind | Onshore | No | Wind |  | 14.35 | LV | England | East Midlands | NN14 1QP | SP8367983792 | 483679.0 | 283792.0 | 2015 | WON-000762
RES Group | Barlborough | Wind | Onshore | No | Wind |  | 0.85 | LV | England | East Midlands | S43 4TB | SK4897576975 | 448975.0 | 376975.0 | 2015 | WON-000763
RES Group | Grange Wind Farm | Wind | Onshore | No | Wind |  | 12.3 | LV | England | Yorkshire and the Humber | DN158RY | SE866157 | 486042.0 | 416496.0 | 2016 | WON-000945
RES Group | Wryde Croft Wind Farm (GB) | Wind | Onshore | No | Wind |  | 26 | LV | England | East of England | PE60TP | TF290040 | 532606.0 | 307038.0 | 2016 | WON-000957
RES Group | Glenchamber Wind Farm (GB) | Wind | Onshore | No | Wind |  | 25.3 | LV | Scotland | Scotland | DG80PB | NX223642 | 224474.0 | 564039.0 | 2016 | WON-000958
RES Group | Batsworthy Cross | Wind | Onshore | No | Wind |  | 18.45 | LV | England | South West | EX36 4RZ | SS8292821610 | 282928.0 | 121610.0 | 2016 | WON-000961
RES Group | Den Brook Wind Farm (GB) | Wind | Onshore | No | Wind |  | 18 | LV | England | South West | EX202BJ | SS686001 | 268496.0 | 101120.0 | 2016 | WON-000972
RES Group | French Farm Wind Farm | Wind | Onshore | No | Wind |  | 4 | LV | England | East of England | PE6 0PQ | TF2830009000 | 528300.0 | 309000.0 | 2016 | WON-000975
RES Group | Brackagh Quarry | Wind | Onshore | No | Wind |  | 5.001 | LV | Northern Ireland | Northern Ireland | BT45 7JN | NV9761756429 | 97617.0 | 556429.0 | 2016 | WON-000981
RES Group | Rodbaston | Wind | Onshore | No | Wind |  | 4 | LV | England | West Midlands | ST19 5PH | SJ921116 | 392176 | 311645 | 2016 | WON-000983
RES Group | Mynydd Portref | Wind | Onshore | No | Wind |  | 12 | LV | Wales | Wales | CF35 6NR | SS9889785178 | 298897.0 | 185178.0 | 2017 | WON-001143
RES Group | Turncole Wind Farm (GB) | Wind | Onshore | No | Wind |  | 17.5 | LV | England | East of England | CM08NE | TQ988976 | 598484.0 | 196719.0 | 2016 | WON-001145
RES Group | Frodsham Wind Farm | Wind | Onshore | No | Wind |  | 50.35 | LV | England | North West | WA6 7DZ | SJ 466 762 | 348635.0 | 376504.0 | 2017 | WON-001150
RES Group | Cour Wind Farm | Wind | Onshore | No | Wind |  | 20.5 | HV | Scotland | Scotland | PA286QL | NR793486 | 181005.0 | 648528.0 | 2017 | WON-001153
RES Group | Mynydd Brombil | Wind | Onshore | No | Wind |  | 8 | LV | Wales | Wales | SA13 2YN | SS7914188569 | 279141.0 | 188569.0 | 2017 | WON-001159
RES Group | Freasdail (GB) | Wind | Onshore | No | Wind |  | 22.5 | HV | Scotland | Scotland | PA296XR | NR830585 | 180721.0 | 660754.0 | 2017 | WON-001161
RES Group | Minnygap (GB) | Wind | Onshore | No | Wind |  | 25 | HV | Scotland | Scotland | DG109PX | NY027964 | 307313.0 | 597397.0 | 2017 | WON-001162
RES Group | Garreg Llwyd (GB) | Wind | Onshore | No | Wind |  | 30.4 | LV | Wales | Wales | LD16YS | SO136798 | 294491.0 | 272407.0 | 2017 | WON-001167
RES Group | Llynfi Afan Renewable Energy Limited | Wind | Onshore | No | Wind |  | 24 | LV | Wales | Wales | SA13 3YE | SS8925296198 | 289252.0 | 196198.0 | 2017 | WON-001171
RES Group | Tormywheel | Wind | Onshore | No | Wind |  | 30.75 | LV | Scotland | Scotland |  | NS 94905 55232 | 294905.0 | 655232.0 | 2017 | WON-001172
RES Group | Pen Bryn Oer Wind Farm | Wind | Onshore | No | Wind |  | 6 | LV | Wales | Wales | NP22 5QR | SO1206509235 | 312065.0 | 209235.0 | 2017 | WON-001177
RES Group | Beinneun Wind Farm | Wind | Onshore | No | Wind |  | 108.8 | HV | Scotland | Scotland | IV63 7YJ | NH233109 | 220442 | 804419 | 2017 | WON-001178
RES Group | Neilston (GB) | Wind | Onshore | No | Wind |  | 10 | LV | Scotland | Scotland | G784BZ | NS454538 | 245292.0 | 653952.0 | 2013 | WON-001262
RES Group | Hallburn Farm Wind Farm | Wind | Onshore | No | Wind |  | 13.2 | LV | England | North West | CA6 5TZ | NY415687 | 341545 | 568771 | 2018 | WON-001266
RES Group | Little Raith (GB) | Wind | Onshore | No | Wind |  | 24.8 | LV | Scotland | Scotland | KY50AX | NT210919 | 322245 | 692552 | 2012 | WON-001284
RES Group | Burton Wold South (GB) | Wind | Onshore | No | Wind |  | 8.25 | LV | England | East Midlands | NN15 5PH | SP9160273681 | 491602 | 273681 | 2017 | WON-001294
RES Group | Muirhall South (GB) | Wind | Onshore | No | Wind |  | 8.25 | LV | Scotland | Scotland | ML11 8LL | NS993528 | 301624 | 651749 | 2016 | WON-001295
RES Group | Solwaybank | Wind | Onshore | No | Wind |  | 30.4 | LV | Scotland | Scotland | DG113HG | NY2514082461 | 325140 | 582461 | 2020 | WON-001296
RES Group | Blary Hill | Wind | Onshore | No | Wind |  | 35 | LV | Scotland | Scotland | PA29 6UZ | NR7082736430 | 170827 | 636430 | 2022 | WON-001364
RES Group | Crossdykes Wind Farm | Wind | Onshore | No | Wind |  | 48 | HV | Scotland | Scotland | DG11 2QL | NY2587387951 | 325873 | 587951 | 2021 | WON-001540
RES Group | Cumberhead Wind Farm | Wind | Onshore | No | Wind |  | 50 | HV | Scotland | Scotland | ML11 0FW | NS7727032735 | 277270 | 632735 | 2023 | WON-001617
RWE Npower | Markinch | Bioenergy | Bioenergy | Yes | Biomass |  | 61 | LV | Scotland | Scotland | KY76GU |  | 327988.0 | 701561.0 | 2014 | BIO-000634
RWE Npower | Little Barford | Fossil Fuel | CCGT | No | Natural Gas |  | 735 | HV | England | East of England | PE196YT |  | 518434 | 257578 | 1995 | GAS-000151
RWE Npower | Kings Lynn | Fossil Fuel | CCGT | No | Natural Gas |  | 395 | LV | England | East of England | PE343RD | TF611171 | 560798 | 317121 | 1997 | GAS-000170
RWE Npower | Didcot B | Fossil Fuel | CCGT | No | Natural Gas |  | 1490 | HV | England | South East | OX117YU |  | 450666 | 192045 | 1998 | GAS-000176
RWE Npower | Cheshire | Fossil Fuel | Single cycle | No | Natural Gas |  | 60 | LV | England | North West | CH651AF |  | 339060 | 378391 | 2000 | GAS-000210
RWE Npower | Great Yarmouth | Fossil Fuel | CCGT | No | Natural Gas |  | 420 | LV | England | East of England | NR303PY |  | 652998 | 305002 | 2001 | GAS-000212
RWE Npower | Hythe | Fossil Fuel | Single cycle | No | Natural Gas |  | 53 | LV | England | South East | SO453BP |  | 443586 | 105782 | 2005 | GAS-000282
RWE Npower | Staythorpe | Fossil Fuel | CCGT | No | Natural Gas |  | 1828 | HV | England | East Midlands | NG235RQ |  | 476550 | 353488 | 2010 | GAS-000375
RWE Npower | Pembroke | Fossil Fuel | CCGT | No | Natural Gas |  | 2325 | HV | Wales | Wales | SA715SS |  | 193370.0 | 200137.0 | 2012 | GAS-000453
RWE Npower | Grimsby | Fossil Fuel | Single cycle | No | Natural Gas |  | 40 | LV | England | Yorkshire and the Humber | DN31 2SW | TA257111 | 525704 | 411176 | 2018 | GAS-001275
RWE Npower | Garnedd | Hydro | Small Hydro | No | Hydro |  | 0.56 | LV | Wales | Wales | LL25 0JQ | SH6964153035 | 269641.31455499999 | 353035.80387900001 | 1990 | HNF-000133
RWE Npower | Dulyn | Hydro | Small Hydro | No | Hydro |  | 0.505 | LV | Wales | Wales |  | SH7775468358 | 277754.0 | 368358.0 | 1998 | HNF-000180
RWE Npower | Croesor | Hydro | Small Hydro | No | Hydro |  | 0.505 | LV | Wales | Wales |  | SH6490046000 | 264900.0 | 346000.0 | 1999 | HNF-000188
RWE Npower | Glen Tarbert | Hydro | Small Hydro | No | Hydro |  | 0.85 | LV | Scotland | Scotland |  | NM8660060500 | 186600.0 | 760500.0 | 2000 | HNF-000199
RWE Npower | Auchtertyre | Hydro | Small Hydro | No | Hydro |  | 0.6 | LV | Scotland | Scotland |  | NN3542229327 | 235422.0 | 729327.0 | 2000 | HNF-000200
RWE Npower | Cwm Dyli | Hydro | Large Hydro | No | Hydro |  | 9.9 | LV | Wales | Wales | LL55 4NW | SH5797660502 | 257976.51233200001 | 360502.84342500003 | 1906 | HNF-000224
RWE Npower | High Head | Hydro | Large Hydro | No | Hydro |  | 17 | LV | Wales | Wales | LL32 8QE | SH7692767625 | 276927.54900200001 | 367625.06313700002 | 2002 | HNF-000225
RWE Npower | Garry Gualach | Hydro | Small Hydro | No | Hydro |  | 0.78 | LV | Scotland | Scotland | PH35 4HS | NN1660099800 | 216600.0 | 799800.0 | 2002 | HNF-000226
RWE Npower | Low Head | Hydro | Large Hydro | No | Hydro |  | 14.98 | LV | Wales | Wales | LL32 8QE | SH7692767625 | 276927.54900200001 | 367625.06313700002 | 2002 | HNF-000228
RWE Npower | Garrogie | Hydro | Small Hydro | No | Hydro |  | 2.4 | LV | Scotland | Scotland |  | NH5010013300 | 250100.0 | 813300.0 | 2005 | HNF-000266
RWE Npower | Braevallich | Hydro | Small Hydro | No | Hydro |  | 2.274 | LV | Scotland | Scotland |  | NM9665706908 | 196657.00008 | 706908.99997 | 2005 | HNF-000267
RWE Npower | Kielder | Hydro | Large Hydro | No | Hydro |  | 6 | LV | England | North East |  | NY6988787826 | 369887.329501 | 587826.78962699999 | 2006 | HNF-000283
RWE Npower | Inverbain | Hydro | Small Hydro | No | Hydro |  | 0.95 | LV | Scotland | Scotland |  | NG7809556066 | 178095.51863000001 | 856066.18485600001 | 2006 | HNF-000285
RWE Npower | River E | Hydro | Small Hydro | No | Hydro |  | 3 | LV | Scotland | Scotland |  | NH5135918186 | 251359.39736199999 | 818186.72195299994 | 2008 | HNF-000325
RWE Npower | Douglas Water | Hydro | Small Hydro | No | Hydro |  | 2.969 | LV | Scotland | Scotland | PA32 8XT | NN0455906949 | 204559.00006600001 | 706949.99997700006 | 2008 | HNF-000326
RWE Npower | Carnoch | Hydro | Small Hydro | No | Hydro |  | 1.35 | LV | Scotland | Scotland |  | NM7458959870 | 174589.83968400001 | 759870.61419600004 | 2009 | HNF-000355
RWE Npower | Inverlael | Hydro | Small Hydro | No | Hydro |  | 2.5 | LV | Scotland | Scotland |  | NH1820885467 | 218208.41789700001 | 885467.82440599997 | 2009 | HNF-000356
RWE Npower | Selset | Hydro | Small Hydro | No | Hydro |  | 0.75 | LV | England | North East |  | NY9030021200 | 390300.0 | 521200.0 | 2010 | HNF-000378
RWE Npower | Black Rock | Hydro | Small Hydro | No | Hydro |  | 3.5 | LV | Scotland | Scotland |  | NH5990066800 | 259900.0 | 866800.0 | 2012 | HNF-000454
RWE Npower | Maldie | Hydro | Small Hydro | No | Hydro |  | 4 | LV | Scotland | Scotland |  | NC2515034050 | 225150.0 | 934050.0 | 2013 | HNF-000503
RWE Npower | Cia Aig | Hydro | Small Hydro | No | Hydro |  | 3 | LV | Scotland | Scotland |  | NN1719688748 | 217196.0 | 788748.0 | 2016 | HNF-000942
RWE Npower | Grudie | Hydro | Small Hydro | No | Hydro |  | 2 | LV | Scotland | Scotland | IV22 2HL | NG9645967347 | 196459.0 | 867347.0 | 2017 | HNF-001135
RWE Npower | Glen Noe | Hydro | Small Hydro | No | Hydro |  | 2 | LV | Scotland | Scotland | PA35 1JT | NN067358 | 206775 | 735875 | 2021 | HNF-001291
RWE Npower | Didcot GT | Fossil Fuel | Single cycle | No | Diesel/Gas Oil |  | 100 | LV | England | South East | OX117YU |  | 451077.0 | 182210.0 | 1972 | OIL-000112
RWE Npower | Cowes | Fossil Fuel | Single cycle | No | Diesel/Gas Oil |  | 140 | LV | England | South East | PO326JF |  | 448472.0 | 93554.0 | 1982 | OIL-000124
RWE Npower | Little Barford GT | Fossil Fuel | Single cycle | No | Diesel/Gas Oil |  | 17 | HV | England | East Midlands | PE196YT |  | 519049.0 | 256838.0 | 2006 | OIL-000301
RWE Npower | North Hoyle | Wind | Offshore | No | Wind |  | 60 | LV | Wales | Wales |  | SJ0383892229 | 303823.0 | 392138.0 | 2004 | WOF-000251
RWE Npower | Scroby Sands | Wind | Offshore | No | Wind |  | 60 | LV | England | East of England | NR30 3NS | TG5641711874 | 656417.0 | 311874.0 | 2004 | WOF-000252
RWE Npower | Rhyl Flats | Wind | Offshore | No | Wind |  | 90 | LV | Wales | Wales |  | SH9024488299 | 290990.0 | 388002.0 | 2009 | WOF-000357
RWE Npower | Robin Rigg West | Wind | Offshore | No | Wind |  | 90 | HV | Scotland | Scotland |  | NX8878540522 | 288785.0 | 540522.0 | 2010 | WOF-000379
RWE Npower | Robin Rigg East | Wind | Offshore | No | Wind |  | 84 | HV | Scotland | Scotland |  | NX9100542348 | 291005.0 | 542348.0 | 2010 | WOF-000381
RWE Npower | London Array | Wind | Offshore | No | Wind |  | 630 | HV | England | South East |  | TM459013 | 642078.0 | 197218.0 | 2013 | WOF-000504
RWE Npower | Gwynt y Mor | Wind | Offshore | No | Wind |  | 576 | HV | Wales | Wales |  | SH9482396924 | 292082.0 | 396482.0 | 2015 | WOF-000508
RWE Npower | Humber Gateway | Wind | Offshore | No | Wind |  | 219 | HV | England | Yorkshire and the Humber | DN31 3SY | TA2843911181 | 528439.0 | 411181.0 | 2015 | WOF-000744
RWE Npower | Galloper | Wind | Offshore | No | Wind |  | 352.8 | HV | England | East of England |  | TM7796929898 | 677969 | 229898 | 2017 | WOF-001138
RWE Npower | Rampion | Wind | Offshore | No | Wind |  | 400.2 | HV | England | South East |  | TV2500095000 | 525000.0 | 95000.0 | 2018 | WOF-001258
RWE Npower | Triton Knoll | Wind | Offshore | No | Wind |  | 857 | HV | England | East Midlands |  | TA2540511338 | 525405 | 411338 | 2021 | WOF-001290
RWE Npower | Great Eppleton (ex NFFO) | Wind | Onshore | No | Wind |  | 4.1 | LV | England | North East | DH5 9EZ | NZ3690048200 | 436900.0 | 548200.0 | 1997 | WON-000171
RWE Npower | Hare Hill | Wind | Onshore | No | Wind |  | 2.75 | LV | England | North East | DH6 2BA | NZ4250040500 | 442500.0 | 540500.0 | 2000 | WON-000207
RWE Npower | Deucheran Hill (RO) | Wind | Onshore | No | Wind |  | 15.8 | LV | Scotland | Scotland | PA29 6XF | NR7700043000 | 177000.0 | 643000.0 | 2001 | WON-000218
RWE Npower | Out Newton (RO) | Wind | Onshore | No | Wind |  | 9.1 | LV | England | Yorkshire and the Humber | HU12 0TG | TA3880021200 | 538800.0 | 421200.0 | 2002 | WON-000232
RWE Npower | Bowbeat (Emly Bank) - RO | Wind | Onshore | No | Wind |  | 15.6 | LV | Scotland | Scotland | EH23 4AE | NT2960047500 | 329600.0 | 647500.0 | 2002 | WON-000233
RWE Npower | Bowbeat (Roughside) - RO | Wind | Onshore | No | Wind |  | 15.6 | LV | Scotland | Scotland | EH23 4TE | NT3300046200 | 333000.0 | 646200.0 | 2002 | WON-000234
RWE Npower | High Volts RO | Wind | Onshore | No | Wind |  | 5.5 | LV | England | North East | TS27 3DT | NZ4520033400 | 445200.0 | 533400.0 | 2004 | WON-000255
RWE Npower | Hare Hill RO | Wind | Onshore | No | Wind |  | 2.75 | LV | England | North East | DH6 3QL | NZ4250040500 | 442500.0 | 540500.0 | 2004 | WON-000258
RWE Npower | Holmside | Wind | Onshore | No | Wind |  | 2.75 | LV | England | North East | DH9 6FF | NZ2080050300 | 420800.0 | 550300.0 | 2004 | WON-000259
RWE Npower | Holmside RO | Wind | Onshore | No | Wind |  | 2.75 | LV | England | North East | DH9 6FF | NZ1950052500 | 419500.0 | 552500.0 | 2004 | WON-000260
RWE Npower | High Volts | Wind | Onshore | No | Wind |  | 2.75 | LV | England | North East | TS27 3AW | NZ4560033500 | 445600.0 | 533500.0 | 2004 | WON-000263
RWE Npower | An Suidhe | Wind | Onshore | No | Wind |  | 19.3 | HV | Scotland | Scotland |  | NN0048307563 | 200483.0 | 707563.0 | 2005 | WON-000281
RWE Npower | Hameldon Hill | Wind | Onshore | No | Wind |  | 6 | LV | England | North West | BB11 5QQ | SD8949532441 | 389495.0 | 432441.0 | 2006 | WON-000299
RWE Npower | Stags Holt | Wind | Onshore | No | Wind |  | 20 | LV | England | East of England | PE15 0DR | TL4400099000 | 544000.0 | 299000.0 | 2007 | WON-000317
RWE Npower | Knabs Ridge | Wind | Onshore | No | Wind |  | 16 | LV | England | Yorkshire and the Humber |  | SE2306955946 | 423069.0 | 455946.0 | 2007 | WON-000322
RWE Npower | Bilbster | Wind | Onshore | No | Wind |  | 3.9 | LV | Scotland | Scotland |  | ND2715051850 | 327150.0 | 951850.0 | 2007 | WON-000323
RWE Npower | The Hollies | Wind | Onshore | No | Wind |  | 2.6 | LV | England | East Midlands | PE24 4SH | TF4999562998 | 549995.0 | 362998.0 | 2008 | WON-000342
RWE Npower | Little Cheyne Court | Wind | Onshore | No | Wind |  | 59.8 | LV | England | South East |  | TQ9831022060 | 598310.0 | 122060.0 | 2008 | WON-000348
RWE Npower | Great Eppleton RO | Wind | Onshore | No | Wind |  | 4.1 | LV | England | North East | DH5 9EZ | NZ3690048200 | 436900.0 | 548200.0 | 2010 | WON-000384
RWE Npower | Haswell Moor Circuit 1 | Wind | Onshore | No | Wind |  | 6.15 | LV | England | North East | DH6 2BD | NZ3808541365 | 438085.0 | 541365.0 | 2010 | WON-000389
RWE Npower | Lindhurst | Wind | Onshore | No | Wind |  | 9 | LV | England | East Midlands |  | SK5688058150 | 456880.0 | 358150.0 | 2010 | WON-000395
RWE Npower | Lochelbank | Wind | Onshore | No | Wind |  | 9.6 | LV | Scotland | Scotland |  | NO1144013477 | 311440.0 | 713477.0 | 2010 | WON-000399
RWE Npower | Haswell Moor Circuit 2 | Wind | Onshore | No | Wind |  | 4.1 | LV | England | North East | DH6 2BD | NZ3808541365 | 438085.0 | 541365.0 | 2010 | WON-000401
RWE Npower | Butterwick Moor Circuit 1 | Wind | Onshore | No | Wind |  | 9.4 | LV | England | North East | TS21 3ER | NZ3900030000 | 439000.0 | 530000.0 | 2011 | WON-000408
RWE Npower | Kiln Pit Hill | Wind | Onshore | No | Wind |  | 13.8 | LV | England | North East |  | NZ 05590 54583 | 405590.0 | 554583.0 | 2011 | WON-000424
RWE Npower | Butterwick Moor Circuit 2 | Wind | Onshore | No | Wind |  | 9.4 | LV | England | North East | TS21 3ER | NZ3900030000 | 439000.0 | 530000.0 | 2011 | WON-000427
RWE Npower | Hellrigg | Wind | Onshore | No | Wind |  | 9.2 | LV | England | North West |  | NY1358551775 | 313585.0 | 551775.0 | 2012 | WON-000459
RWE Npower | Tween Bridge | Wind | Onshore | No | Wind |  | 44 | LV | England | Yorkshire and the Humber | DN8 4JU | SE6932416182 | 469324.0 | 416182.0 | 2012 | WON-000468
RWE Npower | Novar 2 | Wind | Onshore | No | Wind |  | 36.8 | HV | Scotland | Scotland |  | NH5550071500 | 255500 | 871500 | 2012 | WON-000470
RWE Npower | Rosehall | Wind | Onshore | No | Wind |  | 24.7 | LV | Scotland | Scotland | IV27 4BD | NC4955003550 | 249550.0 | 903550.0 | 2013 | WON-000519
RWE Npower | Camster | Wind | Onshore | No | Wind |  | 50 | LV | Scotland | Scotland | KW1 5SX | ND2580047400 | 325800.0 | 947400.0 | 2013 | WON-000525
RWE Npower | Hameldon Hill Extension | Wind | Onshore | No | Wind |  | 6 | LV | England | North West | BB11 5QQ | SD7991430561 | 379914.0 | 430561.0 | 2013 | WON-000530
RWE Npower | Bradwell | Wind | Onshore | No | Wind |  | 20.5 | LV | England | East of England |  | TL9500005000 | 595000.0 | 205000.0 | 2013 | WON-000550
RWE Npower | Goole Fields A | Wind | Onshore | No | Wind |  | 33 | HV | England | Yorkshire and the Humber |  | SE 73487 19400 | 473487.0 | 419400.0 | 2013 | WON-000551
RWE Npower | Middlemoor | Wind | Onshore | No | Wind |  | 54 | LV | England | North East |  | NU1476522786 | 414765.0 | 622786.0 | 2013 | WON-000553
RWE Npower | Goole Fields B | Wind | Onshore | No | Wind |  | 34.85 | HV | England | Yorkshire and the Humber |  | SE7363220610 | 473632.0 | 420610.0 | 2016 | WON-000976
RWE Npower | Brechfa Forest West | Wind | Onshore | No | Wind |  | 57.4 | HV | Wales | Wales |  | SN5149333864 | 251493.0 | 233864.0 | 2018 | WON-001264
RWE Npower | Bad a Cheo | Wind | Onshore | No | Wind |  | 26.65 | HV | Scotland | Scotland |  | ND1661548900 | 316615.0 | 948900.0 | 2018 | WON-001269
RWE Npower | Mynydd y Gwair | Wind | Onshore | No | Wind |  | 32.8 | HV | Wales | Wales |  | SN6540008320 | 265400.0 | 208320.0 | 2019 | WON-001279
RWE Npower | Clocaenog Forest | Wind | Onshore | No | Wind |  | 96 | HV | Wales | Wales |  | SJ 01568 59344 | 301568.0 | 359344.0 | 2019 | WON-001280
Scira Offshore Energy | Sheringham Shoal BMU 1 | Wind | Offshore | No | Wind |  | 158 | HV | England | East of England |  | TG1067164425 | 610671.0 | 364425.0 | 2012 | WOF-000456
Scira Offshore Energy | Sheringham Shoal BMU 2 | Wind | Offshore | No | Wind |  | 158 | HV | England | East of England |  | TG1067164425 | 610671.0 | 364425.0 | 2012 | WOF-000457
Scira Offshore Energy | Dudgeon BMU 1 | Wind | Offshore | No | Wind |  | 108 | HV | England | East of England |  | TF 75000 61000 | 575000.0 | 361000.0 | 2017 | WOF-001136
Scira Offshore Energy | Hywind BMU 1 | Wind | Offshore | No | Wind |  | 30 | HV | Scotland | Scotland |  | NK3350046500 | 433500.0 | 846500.0 | 2017 | WOF-001137
Scira Offshore Energy | Dudgeon BMU 2 | Wind | Offshore | No | Wind |  | 90 | HV | England | East of England |  | TF 75000 61000 | 575000.0 | 361000.0 | 2017 | WOF-001140
Scira Offshore Energy | Dudgeon BMU 3 | Wind | Offshore | No | Wind |  | 102 | HV | England | East of England |  | TF 75000 61000 | 575000.0 | 361000.0 | 2017 | WOF-001141
Scira Offshore Energy | Dudgeon BMU 4 | Wind | Offshore | No | Wind |  | 102 | HV | England | East of England |  | TF 75000 61000 | 575000.0 | 361000.0 | 2017 | WOF-001142
Scottish Power | Carland Cross PV | Solar | PV | No | Solar |  | 10 | LV | England | South West | TR85JB | TF7393241095 | 573932 | 341095 | 2022 | SOL-001363
Scottish Power | Coldham PV | Solar | PV | No | Solar |  | 10 | LV | England | East of England | PE14 0LX | TF445013 | 544500 | 301300 | 2024 | SOL-001552
Scottish Power | East Anglia One | Wind | Offshore | No | Wind |  | 714 | HV | England | East of England |  | TM 90118 67787 | 690118 | 267787 | 2019 | WOF-001278
Scottish Power | P&L | Wind | Onshore | No | Wind |  | 30.6 | LV | Wales | Wales | LD1 6YS |  | 302860.0 | 288543.0 | 1993 | WON-000143
Scottish Power | Corkey | Wind | Onshore | No | Wind |  | 5 | LV | Northern Ireland | Northern Ireland | BT449JB |  | 126222.0 | 580523.0 | 1995 | WON-000156
Scottish Power | Elliot's Hill | Wind | Onshore | No | Wind |  | 5 | LV | Northern Ireland | Northern Ireland | BT39 9SW | NW394518 | 134974.0 | 546006.0 | 1995 | WON-000157
Scottish Power | Rigged Hill | Wind | Onshore | No | Wind |  | 5 | LV | Northern Ireland | Northern Ireland | BT490QJ |  | 90731.0 | 589745.0 | 1995 | WON-000158
Scottish Power | Hare Hill I | Wind | Onshore | No | Wind |  | 13.2 | LV | Scotland | Scotland | KA184NW |  | 265320.0 | 609703.0 | 2000 | WON-000202
Scottish Power | Dun Law I | Wind | Onshore | No | Wind |  | 17.16 | LV | Scotland | Scotland | TD26RA |  | 344600.0 | 657500.0 | 2000 | WON-000204
Scottish Power | Beinn an Tuirc I | Wind | Onshore | No | Wind |  | 29.7 | LV | Scotland | Scotland | PA286QY |  | 173950.0 | 636900.0 | 2002 | WON-000236
Scottish Power | Cruach Mhor | Wind | Onshore | No | Wind |  | 29.75 | LV | Scotland | Scotland | PA223AE |  | 203500.0 | 687500.0 | 2004 | WON-000254
Scottish Power | Black Law I | Wind | Onshore | No | Wind |  | 124.2 | HV | Scotland | Scotland | ML11 8EW |  | 290998.0 | 653991.0 | 2005 | WON-000273
Scottish Power | Coldham | Wind | Onshore | No | Wind |  | 16 | LV | England | East of England | PE14OLX |  | 525748.0 | 299048.0 | 2005 | WON-000276
Scottish Power | Beinn Tharsuinn | Wind | Onshore | No | Wind |  | 29.75 | HV | Scotland | Scotland | IV191LH |  | 261700.0 | 881900.0 | 2005 | WON-000278
Scottish Power | Callagheen | Wind | Onshore | No | Wind |  | 16.9 | LV | Northern Ireland | Northern Ireland | BT934AL |  | 10820.0 | 521167.0 | 2006 | WON-000293
Scottish Power | Wether Hill | Wind | Onshore | No | Wind |  | 18.2 | LV | Scotland | Scotland | DG73UG |  | 270000.0 | 594000.0 | 2007 | WON-000309
Scottish Power | Whitelee I | Wind | Onshore | No | Wind |  | 322 | HV | Scotland | Scotland | KA36EX |  | 256800.0 | 645435.0 | 2007 | WON-000321
Scottish Power | Hagshaw Hill II | Wind | Onshore | No | Wind |  | 26 | LV | Scotland | Scotland | ML110RR |  | 278965.0 | 630750.0 | 2008 | WON-000332
Scottish Power | Wolf Bog | Wind | Onshore | No | Wind |  | 10 | LV | Northern Ireland | Northern Ireland | BT390TD |  | 137865.0 | 553129.0 | 2008 | WON-000333
Scottish Power | Green Knowes | Wind | Onshore | No | Wind |  | 27 | LV | Scotland | Scotland | FK14 7JY | NN990045 | 296850.0 | 707550.0 | 2008 | WON-000336
Scottish Power | Clachan Flats | Wind | Onshore | No | Wind |  | 15.03 | HV | Scotland | Scotland | PA268BJ |  | 217950.0 | 714520.0 | 2009 | WON-000361
Scottish Power | Dun Law II | Wind | Onshore | No | Wind |  | 29.75 | HV | Scotland | Scotland | TD26RA |  | 346582.0 | 657530.0 | 2009 | WON-000374
Scottish Power | Arecleoch | Wind | Onshore | No | Wind |  | 120 | HV | Scotland | Scotland | KA260SJ |  | 221500.0 | 578500.0 | 2010 | WON-000396
Scottish Power | Mark Hill | Wind | Onshore | No | Wind |  | 56 | HV | Scotland | Scotland | KA260PX |  | 225000.0 | 585000.0 | 2011 | WON-000412
Scottish Power | Lynemouth | Wind | Onshore | No | Wind |  | 26 | LV | England | North East | NE63 9AT | NZ284893 | 429400.0 | 589799.0 | 2012 | WON-000467
Scottish Power | Whitelee II | Wind | Onshore | No | Wind |  | 217.02 | HV | Scotland | Scotland | G76 0QQ |  | 254220.0 | 640867.0 | 2012 | WON-000471
Scottish Power | Beinn an Tuirc II | Wind | Onshore | No | Wind |  | 43.7 | LV | Scotland | Scotland | PA286QY |  | 173950.0 | 636900.0 | 2012 | WON-000478
Scottish Power | Carland Cross RP | Wind | Onshore | No | Wind |  | 20 | LV | England | South West | TR85JB |  | 184500.0 | 54500.0 | 2013 | WON-000547
Scottish Power | Middleton | Wind | Onshore | No | Wind |  | 12 | LV | Scotland | Scotland | G776PZ |  | 253158.0 | 656019.0 | 2013 | WON-000548
Scottish Power | Harestanes | Wind | Onshore | No | Wind |  | 136 | HV | Scotland | Scotland | DG111TU |  | 300000.0 | 595000.0 | 2013 | WON-000552
Scottish Power | Coal Clough RP | Wind | Onshore | No | Wind |  | 16 | LV | England | North West | BB104RR |  | 390207.0 | 428154.0 | 2014 | WON-000636
Scottish Power | Black Law II | Wind | Onshore | No | Wind |  | 63.43 | HV | Scotland | Scotland | ML118EW |  | 289500.0 | 653500.0 | 2016 | WON-000951
Scottish Power | Ewe Hill I | Wind | Onshore | No | Wind |  | 13.8 | LV | Scotland | Scotland | DG112QG |  | 315000.0 | 580000.0 | 2016 | WON-000965
Scottish Power | Dersalloch | Wind | Onshore | No | Wind |  | 69 | HV | Scotland | Scotland | KA197NJ |  | 242500.0 | 603500.0 | 2016 | WON-000967
Scottish Power | Hare Hill II | Wind | Onshore | No | Wind |  | 29.75 | HV | Scotland | Scotland | KA184NW |  | 265931.0 | 613982.0 | 2016 | WON-000971
Scottish Power | Kilgallioch | Wind | Onshore | No | Wind |  | 239 | HV | Scotland | Scotland | KA260RF |  | 223000.0 | 578000.0 | 2016 | WON-000977
Scottish Power | Ewe Hill II | Wind | Onshore | No | Wind |  | 36.8 | HV | Scotland | Scotland | DG112QG |  | 315000.0 | 580000.0 | 2017 | WON-001157
Scottish Power | Glen App | Wind | Onshore | No | Wind |  | 22 | HV | Scotland | Scotland | KA260PG |  | 208000.0 | 573000.0 | 2017 | WON-001158
Scottish Power | Halsary | Wind | Onshore | No | Wind |  | 30 | HV | Scotland | Scotland | KW126UW |  | 313553 | 953351 | 2020 | WON-001286
Scottish Power | Beinn an Tuirc III | Wind | Onshore | No | Wind |  | 49.95 | LV | Scotland | Scotland | PA286QY | NR7866938956 | 178669 | 638956 | 2021 | WON-001292
Scottish Power | Hagshaw Hill RP | Wind | Onshore | No | Wind |  | 79.8 | HV | Scotland | Scotland | ML11 0RR | NS 82132 31007 | 282132 | 631007 | 2025 | WON-001650
Scottish Power | Kilgallioch Ext | Wind | Onshore | No | Wind |  | 51 | HV | Scotland | Scotland | KA26 0PX |  | 223000 | 578000 | 2025 | WON-001656
Scottish Power | Cumberhead West | Wind | Onshore | No | Wind |  | 113.2 | HV | Scotland | Scotland |  | NS 75591 34467 | 275591 | 634467 | 2026 | WON-001695
Sembcorp Utilities | Wilton 10 Biomass | Bioenergy | Bioenergy | Yes | Biomass |  | 35 | HV | England | North East | TS908WS |  | 457061 | 521936 | 2007 | BIO-000302
Sembcorp Utilities | Wilton 11 | Bioenergy | Bioenergy | No | MSW |  | 55 | HV | England | North East | TS10 4RG |  | 456451 | 521749 | 2016 | BIO-000940
Sembcorp Utilities | Wilton International | Fossil Fuel | Conventional steam | Yes | Natural Gas |  | 120 | HV | England | North East | TS908WS |  | 458275.0 | 517359.0 | 1952 | GAS-000026
SSE Group | Slough Heat & Power | Bioenergy | Bioenergy | Yes | Biomass |  | 20 | LV | England | South East | SL14TT |  | 495316.0 | 181476.0 | 2014 | BIO-000632
SSE Group | Peterhead | Fossil Fuel | CCGT | No | Natural Gas |  | 1180 | HV | Scotland | Scotland | AB423BZ |  | 412790.0 | 843093.0 | 1980 | GAS-000120
SSE Group | Keadby | Fossil Fuel | CCGT | No | Natural Gas |  | 732 | HV | England | East Midlands | DN173EF |  | 483280.0 | 411671.0 | 1996 | GAS-000123
SSE Group | Medway | Fossil Fuel | CCGT | No | Natural Gas |  | 755 | HV | England | South East | ME30AG |  | 587037 | 174623 | 1995 | GAS-000152
SSE Group | Burghfield | Fossil Fuel | Single cycle | No | Natural Gas |  | 50 | HV | England | South East | RG303UW |  | 466926.0 | 166323.0 | 1998 | GAS-000182
SSE Group | Chickerell | Fossil Fuel | Single cycle | No | Natural Gas |  | 50 | HV | England | South West | DT49XH | SY655805 | 364051.0 | 80933.0 | 1999 | GAS-000183
SSE Group | Keadby 2 | Fossil Fuel | CCGT | No | Natural Gas |  | 840 | HV | England | East Midlands | DN17 4DG | SE 82671 11646 | 482671 | 411646 | 2023 | GAS-001553
SSE Group | Rannoch | Hydro | Large Hydro | No | Hydro |  | 45 | LV | Scotland | Scotland | PH17 2QP | NN530582 | 265618.90567399998 | 758237.41850399994 | 1930 | HNF-000004
SSE Group | Tummel | Hydro | Large Hydro | No | Hydro |  | 40 | LV | Scotland | Scotland | PH165SB | NN 77297 58977 | 261249.15323600001 | 580838.54599699995 | 1933 | HNF-000005
SSE Group | Cladach Dam | Hydro | Small Hydro | No | Hydro |  | 0.22 | LV | Scotland | Scotland |  | NS014376 | 219715.0 | 595201.0 | 1949 | HNF-000013
SSE Group | Pitlochry Power Station - A | Hydro | Large Hydro | No | Hydro |  | 15 | HV | Scotland | Scotland |  | NN936577 | 293515.0 | 757730.0 | 1950 | HNF-000014
SSE Group | Morar Power Station - A,C | Hydro | Small Hydro | No | Hydro |  | 0.75 | LV | Scotland | Scotland |  | NM682922 | 168582.025887 | 792663.62937500002 | 1950 | HNF-000015
SSE Group | Nostie Bridge Power Station - A | Hydro | Small Hydro | No | Hydro |  | 1.3 | LV | Scotland | Scotland |  | NH852274 | 185143.85883700001 | 826708.608687 | 1950 | HNF-000016
SSE Group | Grudie Bridge Power Station - A, G | Hydro | Large Hydro | No | Hydro |  | 18.66 | LV | Scotland | Scotland |  | NH310624 | 231315.68004800001 | 862293.36975099996 | 1950 | HNF-000017
SSE Group | Clunie | Hydro | Large Hydro | No | Hydro |  | 61.2 | HV | Scotland | Scotland | PH165NF | NN912597 | 293345.89585299999 | 757790.00295600004 | 1950 | HNF-000018
SSE Group | Sloy | Hydro | Large Hydro | No | Hydro |  | 152.5 | HV | Scotland | Scotland | G837DP | NN 32105 09817 | 232178.80345499999 | 709714.41867299995 | 1950 | HNF-000019
SSE Group | Clunie Dam - A | Hydro | Small Hydro | No | Hydro |  | 0.175 | LV | Scotland | Scotland |  | NN884603 | 293345.89585299999 | 757790.00295600004 | 1950 | HNF-000020
SSE Group | Pitlochry Compensation Generation - A | Hydro | Small Hydro | No | Hydro |  | 0.059 | LV | Scotland | Scotland |  | NN936577 | 293500.038046 | 757752.01422899996 | 1950 | HNF-000021
SSE Group | Striven Power Station - A | Hydro | Large Hydro | No | Hydro |  | 8 | LV | Scotland | Scotland |  | NS056840 | 205595.0 | 683990.0 | 1951 | HNF-000022
SSE Group | Fasnakyle | Hydro | Large Hydro | No | Hydro |  | 69 | HV | Scotland | Scotland |  | NH319296 | 226977.973512 | 827215.18281999999 | 1951 | HNF-000023
SSE Group | Kerry Falls Power Station | Hydro | Small Hydro | No | Hydro |  | 1.25 | LV | Scotland | Scotland |  | NG829720 | 181231.12067100001 | 875180.63170899998 | 1951 | HNF-000024
SSE Group | Beannachran Dam - A | Hydro | Small Hydro | No | Hydro |  | 0.16 | LV | Scotland | Scotland |  | NN325394 | 233926.125814 | 831784.38433300005 | 1951 | HNF-000025
SSE Group | Storr Lochs Power Station - A | Hydro | Small Hydro | No | Hydro |  | 2.4 | LV | Scotland | Scotland |  | NG515527 | 147915.64170899999 | 843505.35491899995 | 1952 | HNF-000027
SSE Group | Lussa Power Station - A | Hydro | Small Hydro | No | Hydro |  | 2.4 | LV | Scotland | Scotland |  | NR735261 | 176153.721105 | 625756.90955900005 | 1952 | HNF-000028
SSE Group | Dundreggan Dam A | Hydro | Small Hydro | No | Hydro |  | 0.16 | LV | Scotland | Scotland |  | NH357156 | 231413.082559 | 813651.70164300001 | 1953 | HNF-000031
SSE Group | Gaur Power Station - A | Hydro | Small Hydro | No | Hydro |  | 7.9 | LV | Scotland | Scotland |  | NN464579 | 247261.333874 | 757140.631283 | 1953 | HNF-000033
SSE Group | Torr Achilty Power Station - A,E | Hydro | Large Hydro | No | Hydro |  | 15 | LV | Scotland | Scotland |  | NH446545 | 244418.37481199999 | 854546.61670599994 | 1954 | HNF-000036
SSE Group | Loch Dubh | Hydro | Small Hydro | No | Hydro |  | 1.2 | LV | Scotland | Scotland |  | NC149012 | 213243.84406900001 | 901138.944043 | 1954 | HNF-000037
SSE Group | Luichart | Hydro | Large Hydro | No | Hydro |  | 34 | HV | Scotland | Scotland | IV149EW |  | 231809.687121 | 862261.33658100001 | 1954 | HNF-000038
SSE Group | Meig Dam | Hydro | Small Hydro | No | Hydro |  | 0.076 | LV | Scotland | Scotland |  | NH375560 | 237124.664659 | 855942.36082399997 | 1954 | HNF-000039
SSE Group | Luichart Dam - A | Hydro | Small Hydro | No | Hydro |  | 0.085 | LV | Scotland | Scotland |  | NH389579 | 232652.83906500001 | 862232.74855599995 | 1954 | HNF-000040
SSE Group | Mullardoch Power Station - A,C | Hydro | Small Hydro | No | Hydro |  | 2.4 | LV | Scotland | Scotland |  | NH223310 | 222860.0 | 831415.0 | 1955 | HNF-000041
SSE Group | Quoich Power Station - A, E, G | Hydro | Large Hydro | No | Hydro |  | 18.05 | LV | Scotland | Scotland |  | NH107012 | 216881.8432 | 800852.89049999998 | 1955 | HNF-000042
SSE Group | Finlarig Power Station - A,G | Hydro | Large Hydro | No | Hydro |  | 16.5 | HV | Scotland | Scotland |  | NN585345 | 257077.347893 | 733907.81862599996 | 1955 | HNF-000043
SSE Group | Clachan | Hydro | Large Hydro | No | Hydro |  | 40 | LV | Scotland | Scotland |  | NN192133 | 148598.006933 | 866496.66653699998 | 1955 | HNF-000044
SSE Group | Errochty | Hydro | Large Hydro | No | Hydro |  | 75 | HV | Scotland | Scotland | PH165SD |  | 280853.25648699998 | 765408.19507100002 | 1955 | HNF-000045
SSE Group | Quoich Dam - A | Hydro | Small Hydro | No | Hydro |  | 0.32 | LV | Scotland | Scotland |  | NH071023 | 216881.84323299999 | 800852.89049599995 | 1955 | HNF-000046
SSE Group | Allt Na Lairige Power Station | Hydro | Large Hydro | No | Hydro |  | 6 | LV | Scotland | Scotland |  | NN231164 | 220655.0 | 714679.0 | 1956 | HNF-000047
SSE Group | Ceannacroc Power Station - A, E | Hydro | Large Hydro | No | Hydro |  | 16.5 | LV | Scotland | Scotland |  | NH224108 | 222745.0 | 810690.0 | 1956 | HNF-000048
SSE Group | Invergarry Power Station - A,E | Hydro | Large Hydro | No | Hydro |  | 19.975 | HV | Scotland | Scotland |  | NH319013 | 231930.0 | 801320.0 | 1956 | HNF-000049
SSE Group | Kilmelford Power Station - A, C, | Hydro | Small Hydro | No | Hydro |  | 2 | LV | Scotland | Scotland |  | NM541144 | 183921.68693900001 | 712587.00644599996 | 1956 | HNF-000050
SSE Group | Achanalt Power Station - A | Hydro | Small Hydro | No | Hydro |  | 3.1 | LV | Scotland | Scotland |  | NH309620 | 225895.0 | 861615.0 | 1956 | HNF-000051
SSE Group | Cluanie Dam - A | Hydro | Small Hydro | No | Hydro |  | 0.32 | LV | Scotland | Scotland |  | NH185099 | 218164.204031 | 809842.51726600004 | 1956 | HNF-000052
SSE Group | Awe Barrage - A | Hydro | Small Hydro | No | Hydro |  | 0.886 | LV | Scotland | Scotland |  | NN046287 | 202987.0 | 729485.0 | 1956 | HNF-000053
SSE Group | Kilmelford Compset A,C | Hydro | Small Hydro | No | Hydro |  | 0.082 | LV | Scotland | Scotland |  | NM541144 | 183921.68693900001 | 712587.00644599996 | 1956 | HNF-000054
SSE Group | Loyne Power Station - A,C | Hydro | Small Hydro | No | Hydro |  | 0.55 | LV | Scotland | Scotland |  | NH200079 | 228554.88977000001 | 813307.01867400005 | 1956 | HNF-000055
SSE Group | Tralaig Power Station | Hydro | Small Hydro | No | Hydro |  | 0.084 | LV | Scotland | Scotland |  | NM871169 | 183921.68693900001 | 712587.00644599996 | 1956 | HNF-000056
SSE Group | Vaich Power Station | Hydro | Small Hydro | No | Hydro |  | 0.32 | LV | Scotland | Scotland |  | NH321726 | 234419.67884499999 | 875106.58660599997 | 1956 | HNF-000057
SSE Group | Ceannacroc Compensation Generator | Hydro | Small Hydro | No | Hydro |  | 3.5 | LV | Scotland | Scotland |  | NH224108 | 222745.0 | 810690.0 | 1956 | HNF-000058
SSE Group | St Fillans Power Station - A, G | Hydro | Large Hydro | No | Hydro |  | 16.83 | LV | Scotland | Scotland |  | NN691246 | 269101.60388900002 | 724133.42061899998 | 1957 | HNF-000059
SSE Group | Sron Mor Power Station - A,C | Hydro | Large Hydro | No | Hydro |  | 5 | LV | Scotland | Scotland |  | NN161201 | 264850.0 | 798415.0 | 1957 | HNF-000060
SSE Group | Mossford Power Station - A,G | Hydro | Large Hydro | No | Hydro |  | 18.66 | HV | Scotland | Scotland |  | NH330633 | 233010.426393 | 863187.36691300001 | 1957 | HNF-000061
SSE Group | Glenmoriston | Hydro | Large Hydro | No | Hydro |  | 37 | HV | Scotland | Scotland | IV36YH |  | 230869.824876 | 812928.10700800002 | 1957 | HNF-000062
SSE Group | Stronuich Power Station - A | Hydro | Small Hydro | No | Hydro |  | 0.18 | LV | Scotland | Scotland |  | NN507419 | 250616.896446 | 742103.88824100001 | 1957 | HNF-000063
SSE Group | Dalchonize Power Station-A,C | Hydro | Small Hydro | No | Hydro |  | 4 | LV | Scotland | Scotland |  | NN740220 | 274035.0 | 721990.0 | 1958 | HNF-000064
SSE Group | Shin Power Station-A,G | Hydro | Large Hydro | No | Hydro |  | 18.62 | LV | Scotland | Scotland |  | NH574974 | 257261.32734300001 | 897258.47946900001 | 1958 | HNF-000065
SSE Group | Lochay | Hydro | Large Hydro | No | Hydro |  | 46 | HV | Scotland | Scotland |  | NN545350 | 256968.202407 | 734182.06732699997 | 1958 | HNF-000066
SSE Group | Shin Diversion Dam - A | Hydro | Small Hydro | No | Hydro |  | 0.1 | LV | Scotland | Scotland |  | NC582051 | 257261.32734300001 | 897258.47946900001 | 1958 | HNF-000067
SSE Group | Lubreoch Power Station - A | Hydro | Small Hydro | No | Hydro |  | 4 | LV | Scotland | Scotland |  | NN454418 | 245250.958315 | 741685.36456999998 | 1958 | HNF-000068
SSE Group | Lochay Compensation Generator | Hydro | Small Hydro | No | Hydro |  | 2 | LV | Scotland | Scotland |  | NN545350 | 258746.51913299999 | 733924.38001600001 | 1958 | HNF-000069
SSE Group | Lochay Fish Pass Generator - C | Hydro | Small Hydro | No | Hydro |  | 0.054 | LV | Scotland | Scotland |  | NN545350 | 256968.202407 | 734182.06732699997 | 1958 | HNF-000070
SSE Group | Cassley Power Station - A,C,E | Hydro | Large Hydro | No | Hydro |  | 10 | LV | Scotland | Scotland |  | NC396232 | 247325.0 | 901540.0 | 1959 | HNF-000073
SSE Group | Cashlie Power Station - A,C | Hydro | Large Hydro | No | Hydro |  | 11 | LV | Scotland | Scotland |  | NN507421 | 248530.0 | 741735.0 | 1959 | HNF-000074
SSE Group | Orrin Power Station- A | Hydro | Large Hydro | No | Hydro |  | 18 | HV | Scotland | Scotland |  | NH436546 | 246905.0 | 851695.0 | 1959 | HNF-000075
SSE Group | Cuaich Power Station - A,C | Hydro | Small Hydro | No | Hydro |  | 2.5 | LV | Scotland | Scotland |  | NN574868 | 263487.841273 | 784203.521908 | 1959 | HNF-000076
SSE Group | Trinafour Power Station - A | Hydro | Small Hydro | No | Hydro |  | 0.55 | LV | Scotland | Scotland |  | NN725648 | 270988.13688900002 | 765725.19146 | 1959 | HNF-000077
SSE Group | Duchally Power Station - A,C,E | Hydro | Small Hydro | No | Hydro |  | 0.45 | LV | Scotland | Scotland |  | NC368203 | 238694.128218 | 916750.91899200005 | 1959 | HNF-000078
SSE Group | Lairg Power Station | Hydro | Small Hydro | No | Hydro |  | 3.5 | LV | Scotland | Scotland |  | NC575070 | 249712.919287 | 916014.00856600003 | 1959 | HNF-000079
SSE Group | Gisla Power Station - A | Hydro | Small Hydro | No | Hydro |  | 0.72 | LV | Scotland | Scotland |  | NB129258 | 113291.038795 | 926162.88476399996 | 1960 | HNF-000080
SSE Group | Chliostair Power Station - A,C | Hydro | Small Hydro | No | Hydro |  | 1.32 | LV | Scotland | Scotland |  | NB059092 | 120328.967017 | 908665.53669900005 | 1960 | HNF-000081
SSE Group | Loch Gair Power Station - A,C | Hydro | Large Hydro | No | Hydro |  | 6 | LV | Scotland | Scotland |  | NR925908 | 192865.0 | 691305.0 | 1961 | HNF-000082
SSE Group | Lednock Power Station - A | Hydro | Small Hydro | No | Hydro |  | 3 | LV | Scotland | Scotland |  | NN698304 | 276730.0 | 722040.0 | 1961 | HNF-000083
SSE Group | Livishie Power Station - A | Hydro | Large Hydro | No | Hydro |  | 15 | LV | Scotland | Scotland |  | NH353160 | 240245.0 | 817495.0 | 1962 | HNF-000086
SSE Group | Aigas Power Station - A,E | Hydro | Large Hydro | No | Hydro |  | 20 | HV | Scotland | Scotland |  | NH474437 | 247395.0 | 843655.0 | 1962 | HNF-000087
SSE Group | Kilmorack Power Station -A,E | Hydro | Large Hydro | No | Hydro |  | 20 | HV | Scotland | Scotland |  | NH494442 | 249410.0 | 844225.0 | 1962 | HNF-000088
SSE Group | Culligran Power Station Unit 2 - A | Hydro | Large Hydro | No | Hydro |  | 17.1 | HV | Scotland | Scotland |  | NH378405 | 231877.310669 | 839888.30312599998 | 1962 | HNF-000089
SSE Group | Loch Ericht Power Station - A | Hydro | Small Hydro | No | Hydro |  | 2.2 | LV | Scotland | Scotland |  | NN553728 | 262079.87718099999 | 783677.43128999998 | 1962 | HNF-000091
SSE Group | Culligran Comp Set - A,C,E | Hydro | Small Hydro | No | Hydro |  | 2 | HV | Scotland | Scotland |  | NH378405 | 231877.310669 | 839888.30312599998 | 1962 | HNF-000093
SSE Group | Mucomir Power Station | Hydro | Small Hydro | No | Hydro |  | 1.9 | LV | Scotland | Scotland |  | NN183838 | 218350.0 | 783900.0 | 1962 | HNF-000094
SSE Group | Nant Power Station - A,E | Hydro | Large Hydro | No | Hydro |  | 15 | HV | Scotland | Scotland |  | NN016207 | 203606.80395999999 | 723291.404201 | 1963 | HNF-000095
SSE Group | Inverawe | Hydro | Large Hydro | No | Hydro |  | 25 | LV | Scotland | Scotland | PA351HQ |  | 202299.54597899999 | 730929.48161799996 | 1963 | HNF-000096
SSE Group | Deanie | Hydro | Large Hydro | No | Hydro |  | 38 | HV | Scotland | Scotland | IV47JX | NH325393 | 219200.00004499999 | 710099.99998600001 | 1963 | HNF-000097
SSE Group | Misgeach Power Station - A | Hydro | Small Hydro | No | Hydro |  | 0.35 | LV | Scotland | Scotland |  | NH183381 | 229571.01829800001 | 838608.37607100001 | 1963 | HNF-000100
SSE Group | Foyers Falls Power Station | Hydro | Large Hydro | No | Hydro |  | 5.2 | LV | Scotland | Scotland |  | NH497210 | 249845.0 | 820010.0 | 1968 | HNF-000105
SSE Group | River Cuileig | Hydro | Small Hydro | No | Hydro |  | 3.3 | LV | Scotland | Scotland |  | NH193789 | 219300.0 | 878900.0 | 2002 | HNF-000227
SSE Group | Orrin Dam - A | Hydro | Small Hydro | No | Hydro |  | 0.256 | LV | Scotland | Scotland |  | NH403503 | 245505.394088 | 856091.61578800005 | 2002 | HNF-000229
SSE Group | Invergarry Dam - A, E | Hydro | Small Hydro | No | Hydro |  | 0.24 | LV | Scotland | Scotland |  | NH319413 | 238862.965222 | 809324.00929800002 | 2003 | HNF-000240
SSE Group | Kingairloch Power Station - A,C | Hydro | Small Hydro | No | Hydro |  | 3.5 | LV | Scotland | Scotland |  | NM810547 | 184177.03533499999 | 752489.46736999997 | 2005 | HNF-000265
SSE Group | Fasnakyle Compensation Generator - A, C | Hydro | Large Hydro | No | Hydro |  | 7.701 | LV | Scotland | Scotland |  | NH319296 | 226977.973512 | 827215.18281999999 | 2006 | HNF-000284
SSE Group | Glendoe Hydro Power Station | Hydro | Large Hydro | No | Hydro |  | 100 | HV | Scotland | Scotland |  | NH406079 | 238719.406541 | 808777.04899200005 | 2008 | HNF-000327
SSE Group | Foyers Pumped Storage | Pumped Hydro | Pumped hydro | No | Pumped hydro |  | 300 | HV | Scotland | Scotland |  | NH497210 | 250350.0 | 821750.0 | 1974 | HST-000115
SSE Group | Bowmore | Fossil Fuel | Single cycle | No | Diesel/Gas Oil |  | 6 | LV | Scotland | Scotland | PA437LL |  | 132024.0 | 660214.0 | 1946 | OIL-000012
SSE Group | Kirkwall | Fossil Fuel | Single cycle | No | Diesel/Gas Oil |  | 16 | LV | Scotland | Scotland | KW151AN |  | 344667.0 | 1010985.0 | 1952 | OIL-000029
SSE Group | Stornoway | Fossil Fuel | Single cycle | No | Diesel/Gas Oil |  | 23 | LV | Scotland | Scotland | HS1 2RT | NB431321 | 143150.0 | 932158.0 | 1952 | OIL-000030
SSE Group | Lerwick | Fossil Fuel | Single cycle | No | Diesel/Gas Oil |  | 67 | LV | Scotland | Scotland | ZE10PS |  | 446456.0 | 1142790.0 | 1953 | OIL-000034
SSE Group | Tiree | Fossil Fuel | Single cycle | No | Diesel/Gas Oil |  | 2.5 | LV | Scotland | Scotland | PA776UP |  | 100030.0 | 744120.0 | 1953 | OIL-000035
SSE Group | Loch Carnan | Fossil Fuel | Single cycle | No | Diesel/Gas Oil |  | 11.2 | LV | Scotland | Scotland | HS8 5NY | NF832427 | 83233.0 | 842636.0 | 1972 | OIL-000113
SSE Group | Barra | Fossil Fuel | Single cycle | No | Diesel/Gas Oil |  | 2.5 | LV | Scotland | Scotland | HS95YA |  | 71706.0 | 803309.0 | 1986 | OIL-000130
SSE Group | Arnish | Fossil Fuel | Single cycle | No | Diesel/Gas Oil |  | 10 | LV | Scotland | Scotland | HS1 2XX | NB422305 | 142229.0 | 930499.0 | 2000 | OIL-000209
SSE Group | SSE Arena Belfast | Solar | PV | No | Solar |  | 0.41992 | LV | Northern Ireland | Northern Ireland |  | NW473302 | 147232.0 | 530243.0 | 2017 | SOL-001236
SSE Group | Greater Gabbard | Wind | Offshore | No | Wind |  | 504 | HV | England | East of England |  | TM714315 | 670237.0 | 231640.0 | 2011 | WOF-000406
SSE Group | Beatrice Offshore windfarm | Wind | Offshore | No | Wind |  | 588 | HV | Scotland | Scotland |  | ND500486 | 344074.0 | 911416.0 | 2018 | WOF-001261
SSE Group | Seagreen | Wind | Offshore | No | Wind |  | 1075 | HV | Scotland | Scotland |  | NP1700042000 | 417000 | 742000 | 2022 | WOF-001523
SSE Group | Tangy Wind Farm - A | Wind | Onshore | No | Wind |  | 18.52 | LV | Scotland | Scotland |  | NR685282 | 167373.0 | 626330.0 | 2002 | WON-000235
SSE Group | Artfield Fell Windfarm - A,C | Wind | Onshore | No | Wind |  | 28.6 | LV | Scotland | Scotland |  | NX236659 | 223005.0 | 567000.0 | 2005 | WON-000274
SSE Group | Hadyard Hill Windfarm - A,C | Wind | Onshore | No | Wind |  | 119.6 | HV | Scotland | Scotland |  | NX279982 | 227133.0 | 597446.0 | 2005 | WON-000280
SSE Group | Bessy Bell Windfarm (NI) Limited | Wind | Onshore | No | Wind |  | 9 | LV | Northern Ireland | Northern Ireland | BT78 4EZ | H395815 | 51953.0 | 543825.0 | 2008 | WON-000334
SSE Group | Drumderg Windfarm | Wind | Onshore | No | Wind |  | 36.8 | LV | Scotland | Scotland |  | NO180538 | 324500.0 | 748500.0 | 2008 | WON-000335
SSE Group | Fairburn Windfarm | Wind | Onshore | No | Wind |  | 40 | LV | Scotland | Scotland |  | NH426534 | 242550.0 | 852250.0 | 2009 | WON-000366
SSE Group | Toddleburn Windfarm | Wind | Onshore | No | Wind |  | 27.6 | HV | Scotland | Scotland |  | NT433499 | 345050.0 | 653150.0 | 2010 | WON-000387
SSE Group | Achany Windfarm | Wind | Onshore | No | Wind |  | 38 | LV | Scotland | Scotland |  | NC480018 | 252350.0 | 904150.0 | 2010 | WON-000391
SSE Group | Slieve Kirk Windfarm | Wind | Onshore | No | Wind |  | 73.6 | HV | Northern Ireland | Northern Ireland | BT473RL | NV592712 | 61258.0 | 571215.0 | 2011 | WON-000418
SSE Group | Clyde Windfarm (South) | Wind | Onshore | No | Wind |  | 128.8 | HV | Scotland | Scotland |  | NS982134 | 302500.0 | 617500.0 | 2011 | WON-000419
SSE Group | Griffin Wind Farm | Wind | Onshore | No | Wind |  | 188.6 | HV | Scotland | Scotland |  | NN910427 | 293600.0 | 744600.0 | 2011 | WON-000420
SSE Group | Gordonbush Wind Farm | Wind | Onshore | No | Wind |  | 70 | HV | Scotland | Scotland |  | NC826113 | 284500.0 | 909500.0 | 2011 | WON-000422
SSE Group | Clyde Windfarm (Central) | Wind | Onshore | No | Wind |  | 195.9 | HV | Scotland | Scotland |  | NS987202 | 302500.0 | 622500.0 | 2011 | WON-000425
SSE Group | Clyde Windfarm (North) | Wind | Onshore | No | Wind |  | 197.7 | HV | Scotland | Scotland |  | NS985240 | 302500.0 | 627500.0 | 2012 | WON-000476
SSE Group | Spurness Wind Farm II | Wind | Onshore | No | Wind |  | 10 | LV | Scotland | Scotland |  | HY606356 | 360531.0 | 1033828.0 | 2012 | WON-000477
SSE Group | Cathkin Braes Wind Farm | Wind | Onshore | No | Wind |  | 3 | LV | Scotland | Scotland |  | NS612582 | 261220.0 | 658203.0 | 2013 | WON-000526
SSE Group | Keadby Wind Farm | Wind | Onshore | No | Wind |  | 68 | LV | England | Yorkshire and the Humber |  | SE829126 | 481890.0 | 413515.0 | 2013 | WON-000559
SSE Group | Strathy North | Wind | Onshore | No | Wind |  | 66 | HV | Scotland | Scotland |  | NC820598 | 281550.0 | 957550.0 | 2015 | WON-000758
SSE Group | Dunmaglass Wind Farm | Wind | Onshore | No | Wind |  | 94.05 | HV | Scotland | Scotland |  | NH609227 | 264000.0 | 820120.0 | 2016 | WON-000978
SSE Group | Tievenameenta Wind Farm | Wind | Onshore | No | Wind |  | 34.5 | LV | Northern Ireland | Northern Ireland |  | NV288423 | 28892.0 | 543668.0 | 2016 | WON-000979
SSE Group | Bhlaraidh Wind Farm | Wind | Onshore | No | Wind |  | 110.4 | HV | Scotland | Scotland |  | NH369203 | 238277.0 | 816488.0 | 2017 | WON-001169
SSE Group | Stronelairg Wind Farm | Wind | Onshore | No | Wind |  | 227.7 | HV | Scotland | Scotland |  | NH526030 | 247166.0 | 806833.0 | 2018 | WON-001268
SSE Group | Gordonbush Ext | Wind | Onshore | No | Wind |  | 47.3 | HV | Scotland | Scotland |  | NC826113 | 284500 | 909500 | 2021 | WON-001293
SSE Group | Viking Wind Farm | Wind | Onshore | No | Wind |  | 443 | HV | Scotland | Scotland |  | HU4380061960 | 443800 | 1161960 | 2023 | WON-001600
SSE Group and Copenhagen Infrastructure Partners | Slough Multifuel | Bioenergy | Bioenergy | No | MSW |  | 55 | LV | England | South East | SL1 4QD | SU 95336 81427 | 495336 | 181427 | 2024 | BIO-001660
SSE Group and Equinor | Dogger Bank A | Wind | Offshore | No | Wind |  | 616 | HV | England | Yorkshire and the Humber |  | OV7000050000 | 570000 | 550000 | 2024 | WOF-001577
SSE Group and Equinor | Dogger Bank B | Wind | Offshore | No | Wind |  | 260 | HV | England | Yorkshire and the Humber | HU17 0ZQ | OV 62720 59765 | 562720 | 559765 | 2026 | WOF-001694
Statkraft | Rheidol Hydro Scheme Gen 4 | Hydro | Small Hydro | No | Hydro |  | 1.25 | LV | Wales | Wales |  | SN7070479283 | 270704.12983400002 | 279283.03561399999 | 1961 | HNF-000084
Statkraft | Rheidol Hydro Scheme Gen 3 | Hydro | Large Hydro | No | Hydro |  | 20.5 | LV | Wales | Wales |  | SN7469283465 | 274692.23303100001 | 283465.92701300001 | 1962 | HNF-000085
Statkraft | Rheidol Hydro Scheme Gen 1 | Hydro | Large Hydro | No | Hydro |  | 13.5 | LV | Wales | Wales |  | SN7046679169 | 270466.35895199998 | 279169.77504799998 | 1962 | HNF-000090
Statkraft | Rheidol Hydro Scheme Gen 2 | Hydro | Large Hydro | No | Hydro |  | 20.5 | LV | Wales | Wales |  | SN7469283465 | 274692.23303100001 | 283465.92701300001 | 1962 | HNF-000092
Statkraft | Rheidol Hydro Scheme Gen 5 | Hydro | Small Hydro | No | Hydro |  | 0.075 | LV | Wales | Wales |  | SN7530383745 | 275303.156097 | 283745.93445200002 | 1963 | HNF-000098
Statkraft | Rheidol Hydro Scheme Gen 6 | Hydro | Small Hydro | No | Hydro |  | 0.05 | LV | Wales | Wales |  | SN7469283465 | 274692.23303100001 | 283465.92701300001 | 1963 | HNF-000099
Statkraft | Rheidol Hydro Scheme Gen 7 | Hydro | Small Hydro | No | Hydro |  | 0.1 | LV | Wales | Wales |  | SN7070479283 | 270704.12983400002 | 279283.03561399999 | 1985 | HNF-000129
Statkraft | Alltwalis | Wind | Onshore | No | Wind |  | 23 | HV | Wales | Wales | SA327ED |  | 246387.0 | 233404.0 | 2009 | WON-000373
Statkraft | Baillie | Wind | Onshore | No | Wind |  | 53 | HV | Scotland | Scotland | KW147EP |  | 302550.0 | 965650.0 | 2013 | WON-000511
Statkraft | Berry Burn | Wind | Onshore | No | Wind |  | 67 | HV | Scotland | Scotland | IV362QH |  | 311550.0 | 840550.0 | 2014 | WON-000640
Statkraft | Andershaw | Wind | Onshore | No | Wind |  | 36 | HV | Scotland | Scotland | ML126SX |  | 283500.0 | 625500.0 | 2017 | WON-001146
Temporis Capital | Osspower | Hydro | Small Hydro | No | Hydro |  | 1.995 | LV | Scotland | Scotland | G837DX |  | 231400 | 718700 | 2012 | HNF-000455
Temporis Capital | Derrydarroch | Hydro | Small Hydro | No | Hydro |  | 1.995 | LV | Scotland | Scotland | G837DX |  | 212176.0 | 775418.0 | 2015 | HNF-000741
Temporis Capital | Upper Falloch | Hydro | Small Hydro | No | Hydro |  | 0.896 | LV | Scotland | Scotland | FK208RL | NN 34562 21555 | 234435 | 721485 | 2015 | HNF-000742
Temporis Capital | Ransonmoor | Wind | Onshore | No | Wind |  | 10 | LV | England | East of England | PE150TY |  | 537950.0 | 292470.0 | 2007 | WON-000304
Temporis Capital | Greendykeside | Wind | Onshore | No | Wind |  | 4 | LV | Scotland | Scotland | ML67TT |  | 281134.0 | 670403.0 | 2007 | WON-000316
Temporis Capital | Craig | Wind | Onshore | No | Wind |  | 10 | LV | Scotland | Scotland | DG130NZ |  | 331995.0 | 586055.0 | 2007 | WON-000320
Temporis Capital | Lochhead | Wind | Onshore | No | Wind |  | 6 | LV | Scotland | Scotland | ML93PP |  | 275500.0 | 646500.0 | 2009 | WON-000362
Temporis Capital | Achairn | Wind | Onshore | No | Wind |  | 6 | LV | Scotland | Scotland | KW15SG |  | 329950.0 | 950650.0 | 2009 | WON-000364
Temporis Capital | Muirhall | Wind | Onshore | No | Wind |  | 12.3 | LV | Scotland | Scotland | EH558LN |  | 300605.0 | 653760.0 | 2010 | WON-000398
Temporis Capital | White Mill | Wind | Onshore | No | Wind |  | 14.35 | LV | England | East of England | PE140LX |  | 545100.0 | 301570.0 | 2012 | WON-000469
Temporis Capital | Biggleswade | Wind | Onshore | No | Wind |  | 20 | LV | England | East of England | SG189TA |  | 521653.0 | 240193.0 | 2013 | WON-000558
Temporis Capital | Weston | Wind | Onshore | No | Wind |  | 4 | LV | England | East of England | PE378JX |  | 609009.0 | 315326.0 | 2014 | WON-000648
Temporis Capital | Pickenham | Wind | Onshore | No | Wind |  | 4 | LV | England | East of England | PE378JX |  | 585114.0 | 306597.0 | 2014 | WON-000649
Temporis Capital | Eye | Wind | Onshore | No | Wind |  | 6.8 | LV | England | East of England | SG189TA |  | 613137.0 | 274854.0 | 2014 | WON-000650
Temporis Capital | Halesworth | Wind | Onshore | No | Wind |  | 10.25 | LV | England | East of England | IP198NH |  | 640461.0 | 278558.0 | 2015 | WON-000760
Temporis Capital | Craig 2 | Wind | Onshore | No | Wind |  | 4.7 | LV | Scotland | Scotland | DG130NZ |  | 333264.0 | 587956.0 | 2017 | WON-001160
Temporis Capital | Dunsland Cross | Wind | Onshore | No | Wind |  | 6.15 | LV | England | South West | EX227AW |  | 242041.0 | 107244.0 | 2017 | WON-001170
Temporis Capital | Newark | Wind | Onshore | No | Wind |  | 6 | LV | England | East Midlands | NG243SD |  | 479589.0 | 350765.0 | 2017 | WON-001173
Temporis Capital | Blackcraig | Wind | Onshore | No | Wind |  | 52.9 | HV | Scotland | Scotland | DG73DZ |  | 270500.0 | 582500.0 | 2018 | WON-001265
Temporis Capital | Tullymurdoch | Wind | Onshore | No | Wind |  | 14.179 | LV | Scotland | Scotland | PH118LH |  | 319575.0 | 752228.0 | 2018 | WON-001267
UK Transition Limited | West Burton CCGT | Fossil Fuel | CCGT | No | Natural Gas |  | 1332 | HV | England | East Midlands | DN229BL | SK800861 | 479166 | 385752 | 2013 | GAS-000502
Uniper UK | Killingholme | Fossil Fuel | Single cycle | No | Natural Gas |  | 619 | HV | England | Yorkshire and the Humber | DN403LU |  | 516717.0 | 419816.0 | 1992 | GAS-000136
Uniper UK | Connahs Quay | Fossil Fuel | CCGT | No | Natural Gas |  | 1380 | HV | Wales | Wales | CH54BP |  | 328878.0 | 368331.0 | 1996 | GAS-000162
Uniper UK | Cottam Development Centre | Fossil Fuel | CCGT | No | Natural Gas |  | 445 | HV | England | East Midlands | DN220TF |  | 481006 | 379374 | 1999 | GAS-000179
Uniper UK | Enfield | Fossil Fuel | CCGT | No | Natural Gas |  | 408 | HV | England | London | EN37PL |  | 536849 | 197851 | 1999 | GAS-000186
Uniper UK | Grain | Fossil Fuel | CCGT | Yes | Natural Gas |  | 1404 | HV | England | South East | ME30AR |  | 588278 | 175032 | 2011 | GAS-000404
Uniper UK | Taylors Lane | Fossil Fuel | Single cycle | No | Diesel/Gas Oil |  | 144 | HV | England | London | NW108JP | TQ 20930 84455 | 520930 | 184455 | 1979 | OIL-000119
Uniper UK | Grain (OCGT) | Fossil Fuel | Single cycle | No | Diesel/Gas Oil |  | 50 | HV | England | South East | ME30AR | TQ882750 | 588261 | 175044 | 2011 | OIL-000452
Vattenfall | Kentish Flats | Wind | Offshore | No | Wind |  | 90 | LV | England | South East |  | TR1501578055 | 615015.0 | 178055.0 | 2005 | WOF-000268
Vattenfall | Thanet | Wind | Offshore | No | Wind |  | 300 | HV | England | South East |  | TR5265876367 | 652658.0 | 176367.0 | 2010 | WOF-000380
Vattenfall | Ormonde | Wind | Offshore | No | Wind |  | 150 | HV | England | North West |  | SD0600066842 | 306000.0 | 466842.0 | 2011 | WOF-000405
Vattenfall | Kentish Flats Extension | Wind | Offshore | No | Wind |  | 49.5 | LV | England | South East |  | TR1537775526 | 615377.0 | 175526.0 | 2015 | WOF-000745
Vattenfall | Aberdeen | Wind | Offshore | No | Wind |  | 96.8 | HV | Scotland | Scotland |  | NK 00500 10500 | 400500 | 810500 | 2018 | WOF-001260
Vattenfall | Edinbane | Wind | Onshore | No | Wind |  | 41.4 | HV | Scotland | Scotland | IV51 9RE | NG 34353 50769 | 134353.0 | 850769.0 | 2009 | WON-000367
Vattenfall | Swinford | Wind | Onshore | No | Wind |  | 22 | LV | England | East Midlands |  | SP5680479647 | 456804 | 279647 | 2012 | WON-000475
Vattenfall | Clashindarroch | Wind | Onshore | No | Wind |  | 36.9 | LV | Scotland | Scotland | AB54 4BT | NJ4821439951 | 348214.0 | 839951.0 | 2015 | WON-000749
Vattenfall | Pen Y Cymoedd | Wind | Onshore | No | Wind |  | 228 | HV | Wales | Wales |  | SS9287999365 | 292879.0 | 199365.0 | 2016 | WON-000973
Vattenfall | Ray | Wind | Onshore | No | Wind |  | 54.4 | LV | England | North East | NE19 2RF | NY9555087550 | 395550.0 | 587550.0 | 2017 | WON-001155
Venitent Energy Services | Kirkby Moor | Wind | Onshore | No | Wind |  | 4.8 | LV | England | North West | LA177UN |  | 326111.0 | 485242.0 | 1993 | WON-000139
Venitent Energy Services | Taff Ely | Wind | Onshore | No | Wind |  | 9 | LV | Wales | Wales | CF398DJ |  | 297000.0 | 186000.0 | 1993 | WON-000141
Venitent Energy Services | Bryn Titli | Wind | Onshore | No | Wind |  | 9.9 | LV | Wales | Wales | SY186RX |  | 293500.0 | 275500.0 | 1994 | WON-000147
Venitent Energy Services | Trysglwyn | Wind | Onshore | No | Wind |  | 5.6 | LV | Wales | Wales | LL689RF |  | 244000.0 | 389000.0 | 1996 | WON-000165
Venitent Energy Services | Rheidol | Wind | Onshore | No | Wind |  | 2.4 | LV | Wales | Wales | SY233N |  | 272400.0 | 280500.0 | 1997 | WON-000172
Venitent Energy Services | Llyn Alaw | Wind | Onshore | No | Wind |  | 20.4 | LV | Wales | Wales | LL680TB |  | 236000.0 | 387000.0 | 1997 | WON-000173
Venitent Energy Services | Novar | Wind | Onshore | No | Wind |  | 17 | LV | Scotland | Scotland | IV170XJ |  | 255500.0 | 871000.0 | 1997 | WON-000174
Venitent Energy Services | Mynydd Gorddu | Wind | Onshore | No | Wind |  | 10.2 | LV | Wales | Wales | SY245DP |  | 266200.0 | 287200.0 | 1998 | WON-000181
Venitent Energy Services | Beinn Ghlas | Wind | Onshore | No | Wind |  | 8.4 | LV | Scotland | Scotland | PA351HY |  | 196500.0 | 726000.0 | 1999 | WON-000190
Venitent Energy Services | Lambrigg | Wind | Onshore | No | Wind |  | 6.5 | LV | England | North West | LA80AP |  | 358800.0 | 493600.0 | 2000 | WON-000206
Venitent Energy Services | Bears Down | Wind | Onshore | No | Wind |  | 9.6 | LV | England | South West | TR84RJ |  | 190360.0 | 67560.0 | 2001 | WON-000215
Venitent Energy Services | Tow Law | Wind | Onshore | No | Wind |  | 2.31 | LV | England | North East | DL134DE |  | 411500.0 | 541000.0 | 2001 | WON-000217
Venitent Energy Services | Ardrossan | Wind | Onshore | No | Wind |  | 30 | LV | Scotland | Scotland | KA227NU |  | 223500.0 | 642500.0 | 2004 | WON-000253
Venitent Energy Services | Causeymire | Wind | Onshore | No | Wind |  | 48.3 | LV | Scotland | Scotland | KW15XR |  | 312000.0 | 950000.0 | 2005 | WON-000269
Venitent Energy Services | Mynydd Clogau | Wind | Onshore | No | Wind |  | 14.45 | LV | Wales | Wales | SY163DQ |  | 303300.0 | 298800.0 | 2006 | WON-000287
Venitent Energy Services | Farr | Wind | Onshore | No | Wind |  | 92 | HV | Scotland | Scotland | IV137ZA |  | 273500.0 | 829000.0 | 2006 | WON-000288
Venitent Energy Services | Ffynnon Oer | Wind | Onshore | No | Wind |  | 32 | LV | Wales | Wales | SA133LG |  | 285500.0 | 205500.0 | 2006 | WON-000290
Venitent Energy Services | Minsca | Wind | Onshore | No | Wind |  | 36.8 | LV | Scotland | Scotland | DG112QE |  | 313821.0 | 581690.0 | 2008 | WON-000341
Venitent Energy Services | Dalswinton | Wind | Onshore | No | Wind |  | 30 | LV | Scotland | Scotland | DG20YB |  | 295000.0 | 589000.0 | 2008 | WON-000343
Venitent Energy Services | Lissett Airfield | Wind | Onshore | No | Wind |  | 30 | LV | England | Yorkshire and the Humber | YO258PZ |  | 512263.0 | 458139.0 | 2009 | WON-000371
Venitent Energy Services | Hill of Fiddes | Wind | Onshore | No | Wind |  | 6.9 | LV | Scotland | Scotland | AB416QR |  | 393495.0 | 824485.0 | 2010 | WON-000385
Venitent Energy Services | Low Spinney | Wind | Onshore | No | Wind |  | 8.2 | LV | England | East Midlands | LE175NB |  | 455816.0 | 289705.0 | 2011 | WON-000416
Venitent Energy Services | Glenkerie | Wind | Onshore | No | Wind |  | 22 | LV | Scotland | Scotland | ML126QL |  | 310453.0 | 628117.0 | 2012 | WON-000460
Venitent Energy Services | Seamer | Wind | Onshore | No | Wind |  | 10.25 | LV | England | North East | TS159JH |  | 448125.0 | 511235.0 | 2012 | WON-000474
Venitent Energy Services | Blackstone Edge | Wind | Onshore | No | Wind |  | 7.5 | LV | England | Yorkshire and the Humber | S369PA |  | 419565.0 | 405226.0 | 2013 | WON-000509
Venitent Energy Services | Gordonstown Hill | Wind | Onshore | No | Wind |  | 12.5 | LV | Scotland | Scotland | AB538LH |  | 371136.0 | 841396.0 | 2013 | WON-000528
Venitent Energy Services | Westfield | Wind | Onshore | No | Wind |  | 10 | LV | Scotland | Scotland | KY50HJ |  | 319640.0 | 695487.0 | 2013 | WON-000537
Venitent Energy Services | Wingates | Wind | Onshore | No | Wind |  | 15 | LV | England | North East | NE658RW |  | 413034.0 | 597920.0 | 2013 | WON-000538
Venitent Energy Services | Tedder Hill | Wind | Onshore | No | Wind |  | 7.5 | LV | England | Yorkshire and the Humber | HU192BY |  | 530221.0 | 430242.0 | 2013 | WON-000554
Venitent Energy Services | A'Chruach | Wind | Onshore | No | Wind |  | 42.6 | HV | Scotland | Scotland | PA318BA |  | 197742.0 | 696597.0 | 2016 | WON-000950
Venitent Energy Services | North Steads | Wind | Onshore | No | Wind |  | 18.45 | LV | England | North East | NE615BB |  | 425478.0 | 597629.0 | 2016 | WON-000963
Venitent Energy Services | Sisters | Wind | Onshore | No | Wind |  | 8.2 | LV | England | North East | NE615ED |  | 425476.0 | 595602.0 | 2016 | WON-000964
Venitent Energy Services | Galawhistle | Wind | Onshore | No | Wind |  | 66 | HV | Scotland | Scotland | ML110SJ |  | 275443.0 | 629080.0 | 2017 | WON-001148
Veolia | SELCHP | Bioenergy | Bioenergy | Yes | MSW |  | 35.5 | LV | England | London | SE14 5RS | TQ358779 | 535605.0 | 178129.0 | 1994 | BIO-000145
Viridor Waste Management | Runcorn Energy from Waste | Bioenergy | Bioenergy | No | MSW |  | 83 | LV | England | North West | WA7 4HG | SJ498816 | 349736 | 381568 | 2014 | BIO-000633
Vitol | Rye House | Fossil Fuel | CCGT | No | Natural Gas |  | 715 | HV | England | East of England | EN110RF |  | 538715 | 209019 | 1993 | GAS-000138
Vitol | Damhead Creek | Fossil Fuel | CCGT | No | Natural Gas |  | 805 | HV | England | South East | ME39TX |  | 580960 | 172790 | 2000 | GAS-000195
Vitol | Shoreham | Fossil Fuel | CCGT | No | Natural Gas |  | 420 | LV | England | South East | BN411WF |  | 524695 | 104840 | 2000 | GAS-000196
Vitol | Blackburn | Fossil Fuel | CCGT | No | Natural Gas |  | 60 | LV | England | North West | BB25HX |  | 364659.0 | 424755.0 | 2002 | GAS-000221
Vitol | VPI | Fossil Fuel | CCGT | Yes | Natural Gas |  | 1252 | HV | England | Yorkshire and the Humber | DN403DZ | TA 16605 17634 | 516677 | 417141 | 2004 | GAS-000249
Vitol | VPI Immingham B | Fossil Fuel | Single cycle | No | Natural Gas |  | 299 | HV | England | Yorkshire and the Humber |  | TA 16710 17409 | 516710 | 417409 | 2026 | XXX-001661
Whitetower Energy Ltd | Peterborough Power Station | Fossil Fuel | Single cycle | No | Natural Gas |  | 245 | LV | England | East of England | PE15NT |  | 518401.0 | 299217.0 | 1993 | GAS-000144
Whitetower Energy Ltd | Croydon | Fossil Fuel | Single cycle | No | Natural Gas |  | 50 | LV | England | London | CR03RL | TQ 31205 65835 | 531205 | 165835 | 2005 | XXX-001525
Whitetower Energy Ltd | Derby | Fossil Fuel | Single cycle | No | Natural Gas |  | 50 | LV | England | East Midlands | DE248YF | SK 36157 31974 | 436157 | 331974 | 1997 | XXX-001526
Whitetower Energy Ltd | Exeter | Fossil Fuel | Single cycle | No | Natural Gas |  | 50 | LV | England | South West | EX28QN | SX 92470 90773 | 292470 | 90773 | 2000 | XXX-001527
Whitetower Energy Ltd | Heartlands | Fossil Fuel | Single cycle | No | Natural Gas |  | 100 | LV | England | West Midlands | B249FQ | SP130902 | 413029 | 290226 | 1998 | XXX-001528
Whitetower Energy Ltd | Peterborough Power Station PPL2 Gas Engines | Fossil Fuel | Single cycle | No | Natural Gas |  | 49 | LV | England | East Midlands | PE15NT | TL218991 | 521813 | 299186 | 2018 | XXX-001529
Whitetower Energy Ltd | Thornhill | Fossil Fuel | Single cycle | No | Natural Gas |  | 40 | LV | England | Yorkshire and the Humber | WF129EA | SE2294120189 | 422941 | 420189 | 1997 | XXX-001530
Whitetower Energy Ltd | Viking | Fossil Fuel | Single cycle | No | Natural Gas |  | 50 | HV | England | North East | TS21UB | NZ 51745 24080 | 451745 | 524080 | 2000 | XXX-001531
Wise Energy Limited | Wyld Meadow Farm Solar Park | Solar | PV | No | Solar |  | 4.8384 | LV | England | South West | EX13 5UL | SY3414498155 | 334144.0 | 98155.0 | 2012 | SOL-000488
Wise Energy Limited | Chilton Cantelo Solar park | Solar | PV | No | Solar |  | 4.997 | LV | England | South West | BA22 8BQ | ST5779721851 | 357797.0 | 121851.0 | 2012 | SOL-000494
Wise Energy Limited | Crossways Solar Park | Solar | PV | No | Solar |  | 4.947 | LV | England | South West | DT2 8BG | SY7747688548 | 377476.0 | 88548.0 | 2012 | SOL-000500
Wise Energy Limited | Knockworthy Farm Solar Park | Solar | PV | No | Solar |  | 4.6452 | LV | England | South West | EX38 7HJ | SS5112122799 | 251121.0 | 122799.0 | 2013 | SOL-000617
Wise Energy Limited | Raglington Farm Solar Park | Solar | PV | No | Solar |  | 5.733 | LV | England | South East | SO32 2HN | SU5406213445 | 454062.0 | 113445.0 | 2013 | SOL-000619
Wise Energy Limited | Blenches Mill Solar Park | Solar | PV | No | Solar |  | 6.0788 | LV | England | South West | BA13 4LR | ST8684852850 | 386848.0 | 152850.0 | 2014 | SOL-000695
Wise Energy Limited | Hook Valley Solar Park | Solar | PV | No | Solar |  | 15.3 | LV | England | South West | BA9 8AD | TM1085951069 | 610859.0 | 251069.0 | 2014 | SOL-000698
Wise Energy Limited | Whitley (Ashcott Farm) Solar Park | Solar | PV | No | Solar |  | 7.5702 | LV | England | South West | TA7 9QW | ST4444937081 | 344449.0 | 137081.0 | 2014 | SOL-000707
Wise Energy Limited | Burcroft Solar Parks | Solar | PV | No | Solar |  | 12.669 | LV | England | South West | EX5 3DA | SY0044297423 | 300442.0 | 97423.0 | 2014 | SOL-000708
Wise Energy Limited | Hatherden Solar Farm | Solar | PV | No | Solar |  | 40 | LV | England | South West | SP11 0HH | SU345502 | 434283 | 150014 | 2025 | SOL-001659
WPO UK Services | Grange | Solar | PV | No | Solar |  | 13.0296 | LV | England | East Midlands |  | TF3932618855 | 545055.0 | 318754.0 | 2015 | SOL-000596
WPO UK Services | Newnham | Solar | PV | No | Solar |  | 11.6801 | LV | England | South West |  | SX5607658771 | 255124 | 57810 | 2015 | SOL-000837
WPO UK Services | Combermere | Solar | PV | No | Solar |  | 13.97 | LV | England | North West |  | SJ6013144306 | 360131 | 344306 | 2015 | SOL-000862
WPO UK Services | Bake Farm | Solar | PV | No | Solar |  | 4.9993 | LV | England | South West |  | SX3264958430 | 233036.0 | 58842.0 | 2016 | SOL-000917
WPO UK Services | Robert's Wall | Solar | PV | No | Solar |  | 2.56 | LV | Wales | Wales |  | SN1018600504 | 404789 | 250939 | 2015 | SOL-000922
WPO UK Services | Clapham | Solar | PV | No | Solar |  | 4.98 | LV | England | East of England |  | TL0373654248 | 503736 | 254248 | 2015 | SOL-000927
WPO UK Services | Somersall | Solar | PV | No | Solar |  | 2.56 | LV | England | East Midlands | DE6 5PD |  | 413267 | 334166 | 2015 | SOL-000934
WPO UK Services | Box Road | Solar | PV | No | Solar |  | 1.903 | LV | England | South West |  | SO7482102435 | 374821 | 202435 | 2016 | SOL-001022
WPO UK Services | Lains Farm | Solar | PV | No | Solar |  | 4.54 | LV | England | South East |  | SU2723244467 | 427232 | 144467 | 2016 | SOL-001023
WPO UK Services | Caldecote | Solar | PV | No | Solar |  | 4.977 | LV | England | East of England |  | TL2072157273 | 522603 | 258420 | 2016 | SOL-001035
WPO UK Services | Kirton | Solar | PV | No | Solar |  | 3.51 | LV | England | East Midlands |  | TF2760238140 | 528560 | 338839 | 2016 | SOL-001044
WPO UK Services | Rosedew | Solar | PV | No | Solar |  | 4.98 | LV | Wales | Wales |  | SS9687767695 | 296877 | 167695 | 2016 | SOL-001090
WPO UK Services | Asfordby B | Solar | PV | No | Solar |  | 4.98 | LV | England | East Midlands |  | SK7184120877 | 472617 | 320618 | 2016 | SOL-001092
WPO UK Services | Ashby | Solar | PV | No | Solar |  | 3.0744 | LV | England | East Midlands |  | SK3432917585 | 434525.0 | 317774.0 | 2016 | SOL-001093
WPO UK Services | Kelly Green | Solar | PV | No | Solar |  | 4.98 | LV | England | South West |  | SX0472074881 | 204720 | 74881 | 2016 | SOL-001095
WPO UK Services | Asfordby A | Solar | PV | No | Solar |  | 4.91 | LV | England | East Midlands |  | SK7184120877 | 474511 | 320079 | 2016 | SOL-001099
WPO UK Services | Far Danes | Solar | PV | No | Solar |  | 11.7 | LV | England | East Midlands |  | SK8642581821 | 486859 | 381401 | 2016 | SOL-001106
WPO UK Services | Crumlin | Solar | PV | No | Solar |  | 4.551 | LV | Wales | Wales |  | ST2040997637 | 320409 | 197637 | 2016 | SOL-001115
WPO UK Services | Caergarw | Solar | PV | No | Solar |  | 4.934 | LV | Wales | Wales |  | SS8221983728 | 282219 | 183728 | 2017 | SOL-001212
WPO UK Services | Moor Farm | Solar | PV | No | Solar |  | 3.73 | LV | England | West Midlands |  | SJ4168023332 | 342378 | 322180 | 2017 | SOL-001214
WPO UK Services | Magazine | Solar | PV | No | Solar |  | 3.449 | LV | England | West Midlands |  | SP2837497084 | 428174 | 296951 | 2017 | SOL-001215
WPO UK Services | Nailstone | Solar | PV | No | Solar |  | 4.9755 | LV | England | East Midlands |  | SK4277507520 | 442775 | 307520 | 2017 | SOL-001242
WPO UK Services | Cleve Hill | Solar | PV | No | Solar |  | 373 | HV | England | South East | ME13 9EE | TR 04769 64209 | 603057 | 163995 | 2025 | SOL-001655
WPO UK Services | Haverigg III | Wind | Onshore | No | Wind |  | 3.4 | LV | England | North West |  | SD1393279392 | 313300.0 | 479100.0 | 2005 | WON-000270
WPO UK Services | Dummuies | Wind | Onshore | No | Wind |  | 12.25 | LV | Scotland | Scotland |  | NJ5635836050 | 358600 | 840300 | 2007 | WON-000307
WPO UK Services | FMC Dunfermline | Wind | Onshore | No | Wind |  | 1.5 | LV | Scotland | Scotland |  | NT1017885549 | 310010.0 | 685787.0 | 2011 | WON-000458
WPO UK Services | Lairg | Wind | Onshore | No | Wind |  | 7.5 | LV | Scotland | Scotland |  | NC6098003860 | 261293.0 | 903916.0 | 2012 | WON-000466
WPO UK Services | Eye | Wind | Onshore | No | Wind |  | 5 | LV | England | East of England |  | TM1308575398 | 613107.0 | 275558.0 | 2013 | WON-000517
WPO UK Services | AOE | Wind | Onshore | No | Wind |  | 11.5 | LV | Scotland | Scotland |  | NS5802548945 | 257717.0 | 648148.0 | 2014 | WON-000652
WPO UK Services | Greenvale March | Wind | Onshore | No | Wind |  | 1.5 | LV | England | East of England |  | TL3551493287 | 535656.0 | 293166.0 | 2015 | WON-000654
WPO UK Services | Altaveedan | Wind | Onshore | No | Wind |  | 18 | LV | Northern Ireland | Northern Ireland |  | NW2793786653 | 126801.0 | 584314.0 | 2017 | WON-000982
WPO UK Services | Airies | Wind | Onshore | No | Wind |  | 39.9 | LV | Scotland | Scotland |  | NX2662767127 | 226000.0 | 568000.0 | 2017 | WON-001165
WPO UK Services | Burton Wold | Wind | Onshore | No | Wind |  | 20 | LV | England | East Midlands | NN15 5PJ | SP9250074500 | 492500 | 274500 | 2006 | WON-001402
WPO UK Services | Slieve Rushen | Wind | Onshore | No | Wind |  | 54 | LV | Northern Ireland | Northern Ireland |  | SA3301991811 | 33404 | 487460 | 2008 | WON-001532
WPO UK Services | Garves | Wind | Onshore | No | Wind |  | 15 | LV | Northern Ireland | Northern Ireland |  | NW 15696 78785 | 108200 | 577000 | 2009 | WON-001533
WPO UK Services | Winscales Moor | Wind | Onshore | No | Wind |  | 5.95 | LV | England | North West |  | NY0350028500 | 303500 | 528500 | 2009 | WON-001534
WPO UK Services | Quixwood Moor | Wind | Onshore | No | Wind |  | 26.65 | LV | Scotland | Scotland |  | NT7802863859 | 378028 | 663859 | 2017 | WON-001537
WPO UK Services | Twin Rivers | Wind | Onshore | No | Wind |  | 29 | LV | England | Yorkshire and the Humber |  | SE8085218475 | 480852 | 418475 | 2016 | WON-001538
WPO UK Services | Ora More | Wind | Onshore | No | Wind |  | 15 | LV | Northern Ireland | Northern Ireland |  | NV1697209701 | 16972 | 509701 | 2017 | WON-001539
XceCo | Inner Dowsing Wind Farm | Wind | Offshore | No | Wind |  | 97.2 | HV | England | East Midlands | PE24 4UD | TF536655 | 563561.0 | 368447.0 | 2008 | WOF-000329
XceCo | Lynn Wind Farm | Wind | Offshore | No | Wind |  | 97.2 | HV | England | East Midlands |  | TF536655 | 564095.0 | 362638.0 | 2008 | WOF-000330

## Changed and converted stations
Table 5.11 Major power producers thermal capacity opened, closed, converted, increased or reduced (as at end May 2026), since the end of 2010
This worksheet contains one table
Some cells refer to notes which can be found on the notes worksheet
Freeze panes are active on this sheet, to turn off freeze panes select the 'view' then 'freeze panes' then 'unfreeze panes' or use [Alt W, F]
This table contains empty cells, empty cells indicate data not applicable
Year of opening/closure, capacity change or conversion | Site | Fuel | Status | Previous Capacity (MW) | New Capacity (MW) | Notes
2010 | Langage | CCGT | Opened | 0 | 905
2010 | Severn Power | CCGT | Opened | 0 | 850
2010 | Staythorpe C | CCGT | Opened | 0 | 1752
2011 | Barkip | Waste | Opened | 0 | 2.726
2011 | Blackburn | CCGT | Opened | 0 | 60
2011 | Fife | CCGT | Closed | 123 | 0
2011 | Grain CHP | CCGT | Opened | 0 | 1517 | Built on the site of Grain A but not a conversion
2011 | Riverside | Waste | Opened | 0 | 80
2011 | Teesside | CCGT/OCGT [note 17] | Partially Closed | 1875 | 45 | Closed CCGT part (1830 MW)
2011 | Tilbury B | Coal | Converted | 1063 | 0
2011 | Tilbury B | Biomass | Converted | 0 | 750
2012 | Derwent | CCGT | Mothballed | 228 | 0
2012 | Grain A | Oil | Closed | 1300 | 0
2012 | Kingsnorth A | Coal/Oil | Closed | 1940 | 0
2012 | Oldbury | Nuclear [note 18] | Closed [note 29] | 434 | 0 | Mothballed from 2012 to 2014.
2012 | Pembroke B | CCGT | Opened | 0 | 2199
2012 | Shotton | CCGT | Closed | 210 | 0
2012 | Wylfa (Reactor 2) | Nuclear [note 19] | Partially Closed | 980 | 490
2013 | Cockenzie | Coal | Closed | 1152 | 0
2013 | Didcot A | Coal/Gas | Closed | 1958 | 0
2013 | Drax | Coal [note 20] | Partially Converted | 3960 | 3300
2013 | Drax | Biomass [note 20] | Partially Converted | 0 | 660
2013 | Fawley | Oil | Closed | 1036 | 0
2013 | Ironbridge | Coal [note 21] | Converted | 1000 | 0
2013 | Ironbridge | Biomass [note 21] | Converted | 0 | 370 | Initially converted to 940 MW, but one unit was abandoned in 2014 due to a fire.
2013 | Keadby | CCGT | Mothballed | 749 | 0 | Mothballed from 2013 to late 2015
2013 | Kings Lynn | CCGT | Mothballed | 340 | 0 | Mothballed in 2013 but reopened in late 2019 following major redevelopment
2013 | Roosecote | CCGT | Closed [note 29] | 229 | 0
2013 | Teesside | OCGT [note 17] | Closed | 45 | 0
2013 | Tilbury B | Biomass | Closed [note 29] | 750 | 0
2013 | West Burton | CCGT | Opened | 0 | 1332
2014 | Barking | CCGT | Closed | 1000 | 0
2014 | Drax | Coal [note 20] | Partially Converted | 3300 | 2640
2014 | Drax | Biomass [note 20] | Partially Converted | 660 | 1320
2014 | Ferrybridge C | Coal | Partially Closed | 1960 | 980
2014 | Glanford Brigg | CCGT/OCGT [note 22] | Partially Closed | 150 | 99 | Operated as a CCGT until 2014, but now only use the open cycle part. Capacity was reduced in early 2015 but combined for simplicity.
2014 | Littlebrook D | Oil | Closed | 1370 | 0
2014 | Markinch CHP | Biomass | Opened | 0 | 60
2014 | Runcorn | Waste | Opened | 0 | 86
2015 | Blackburn Meadows | Biomass | Opened | 0 | 33
2015 | Drax | Coal [note 20] | Partially Converted | 2640 | 1980 | Prior to DUKES 2016, the Drax units were recorded as 645 MW rather than 660 MW.
2015 | Drax | Biomass [note 20] | Partially Converted | 1320 | 1980
2015 | Ferrybridge Multi-Fuel | Waste | Opened | 0 | 79 | Built on site of Ferrybridge C but not a conversion
2015 | Ironbridge | Biomass [note 21] | Closed | 370 | 0
2015 | Lynemouth | Coal | Mothballed | 420 | 0 | Mothballed in 2015 then reopened as a biomass plant in 2018
2015 | Wylfa (Reactor 1) | Nuclear [note 19] | Closed | 490 | 0
2015 | Keadby | CCGT | Re-opened | 0 | 749 | Mothballed from 2013 to late 2015
2016 | Carrington | CCGT | Opened | 0 | 910
2016 | Ferrybridge C | Coal | Closed | 980 | 0
2016 | Killingholme A and B | CCGT/OCGT [note 23] | Partially Closed | 900 | 600
2016 | Longannet | Coal | Closed | 2260 | 0
2016 | Rugeley | Coal | Closed | 448 | 0
2016 | Wilton 11 | Waste | Opened | 0 | 55
2017 | Uskmouth | Coal | Mothballed | 220 | 0
2018 | Ballylumford B | OCGT | Closed | 540 | 0
2018 | Deeside | CCGT | Closed | 498 | 0
2018 | Drax | Coal [note 20] | Converted | 1980 | 1320
2018 | Drax | Biomass [note 20] | Converted | 1980 | 2640
2018 | Eggborough | Coal | Closed | 1960 | 0
2018 | Lynemouth | Biomass | Converted | 0 | 420
2018 | Peterborough | CCGT/OCGT [note 24] | Partially Closed | 360 | 245 | Operated as a CCGT until 2018, but now only use the open cycle part with the steam part being decommissionned.
2019 | Barry | CCGT/OCGT [note 25] | Closed | 375 | 0 | Operated as an OCGT from March 2018 to March 2019, before closing. Previously operated as a CCGT.
2019 | Aberthaw B | Coal | Closed | 1559 | 0
2019 | Five Oaks | Oil | Closed | 9 | 0
2019 | Cottam | Coal | Closed | 2000 | 0
2019 | Knapton | CCGT [note 26] | Closed | 41.5 | 0
2019 | Ferrybridge Multi-Fuel 2 | Waste | Opened | 0 | 77
2019 | Kings Lynn | CCGT | Re-opened | 0 | 382 | Mothballed in 2013 but reopened in late 2019 following major redevelopment
2020 | Aberthaw GT | Oil | Closed | 51 | 0
2020 | Fiddler’s Ferry | Coal | Closed | 1510 | 0
2020 | Sandbach | CCGT | Closed | 56 | 0 | Closed at the end of 2020.
2020 | Castleford | CCGT | Closed | 56 | 0 | Closed at the end of 2020.
2020 | Thornhill | CCGT | Closed | 50 | 0 | Closed at the end of 2020.
2021 | Dungeness B | Nuclear [note 27] | Closed | 1090 | 0 | Began defuelling in June 2021 but has not generated since September 2018.
2022 | Hunterston B | Nuclear | Closed | 985 | 0 | Began defuelling in January 2022
2022 | Hinkley Point | Nuclear | Closed | 965 | 0 | Began defuelling in August 2022
2022 | Seal Sands | CCGT | Closed | 55 | 0
2023 | West Burton | Coal | Closed | 2000 | 0 | Closed in March 2023
2023 | Drax | Coal | Closed | 1320 | 0 | Ceased operations in April 2023
2023 | EP Kilroot | Coal | Closed | 559 | 0 | Ceased operations in September 2023
2023 | Keadby 2 | CCGT | Opened | 0 | 840 | Opened March 2023
2023 | Baglan | CCGT | Closed | 520 | 0 | Ceased generation 2020, closed permanently 2023
2024 | Kilroot OCGT (EPNI) | OCGT | Opened | 0 | 700 | Kilroot closed its coal units in 2023 and new gas units became operational in 2024
2024 | Ratcliffe-on-Soar | Coal | Closed | 2021 | 0 | Closed at end of September 2024.
2024 | Grimsby | OCGT | Capacity change | 20 | 40
2024 | Slough Multifuel | Waste | Opened | 0 | 55
2025 | Corby | CCGT | Mothballed | 407 | 0 | Mothballed September 2025
2026 | VPI Immingham B | OCGT | Opened | 0 | 299

## DUKES 2025
Table 5.11 List of major power producer power stations in the United Kingdom operational at the end of May 2025 [note 1]
This worksheet contains one table
Some cells refer to notes which can be found on the notes worksheet
Freeze panes are active on this sheet, to turn off freeze panes select the 'view' then 'freeze panes' then 'unfreeze panes' or use [Alt W, F]
This table contains empty cells, empty cells indicate data not applicable
Company Name [note 30] | Site Name | Technology | Type | CHP | Primary Fuel | Secondary Fuel | InstalledCapacity (MW) | Grid Connection Type | Country | Region | Postcode | OS Reference | X-Coordinate | Y-Coordinate | Year Commissioned | DESNZ site code
Anesco | Puriton | Solar | PV | No | Solar |  | 4.5677 | LV | England | South West | TA64TG |  | 332462 | 142273 | 2015 | SOL-000443
Anesco | Bourne Park | Solar | PV | No | Solar |  | 0.2484 | LV | England | South West | DT27TU |  | 372107 | 97577 | 2012 | SOL-000481
Anesco | Owls Lodge | Solar | PV | No | Solar |  | 10.0046 | LV | England | South East | SP116PL |  | 443869 | 142971 | 2013 | SOL-000585
Anesco | Shelswell | Solar | PV | No | Solar |  | 5.0633 | LV | England | South East | OX278EH |  | 460822 | 230982 | 2013 | SOL-000589
Anesco | Skylark | Solar | PV | No | Solar |  | 4.9389 | LV | England | East of England | CB232SZ |  | 531754 | 257635 | 2013 | SOL-000591
Anesco | Halse Solar Farm | Solar | PV | No | Solar |  | 8.3405 | LV | England | South West | TA43LY |  | 315101 | 128738 | 2013 | SOL-000608
Anesco | Jordanston Solar Farm | Solar | PV | No | Solar |  | 4.631 | LV | Wales | Wales | SA708NQ |  | 206785 | 201103 | 2013 | SOL-000610
Anesco | Horsacott Solar Farm | Solar | PV | No | Solar |  | 6.54 | LV | England | South West | EX312PD |  | 252330 | 131541 | 2013 | SOL-000616
Anesco | Sandys Moor | Solar | PV | No | Solar |  | 2.9 | LV | England | South West | TA42LY |  | 308509 | 127381 | 2013 | SOL-000620
Anesco | East Farm | Solar | PV | No | Solar |  | 6.843 | LV | England | South West | BA120PG |  | 398727 | 142115 | 2013 | SOL-000625
Anesco | Huntingdon | Solar | PV | No | Solar |  | 10.204 | LV | England | East of England | PE285YJ |  | 520021 | 281612 | 2014 | SOL-000662
Anesco | Blackdown | Solar | PV | No | Solar |  | 7.454 | LV | England | South West | TA37DY |  | 320819 | 114679 | 2014 | SOL-000664
Anesco | Mendip | Solar | PV | No | Solar |  | 7.175 | LV | England | South West | BA53AA |  | 359176 | 151234 | 2014 | SOL-000666
Anesco | Newnton Dairy | Solar | PV | No | Solar |  | 7.176 | LV | England | South West | SN169SR |  | 392277 | 191968 | 2014 | SOL-000667
Anesco | Whitchurch | Solar | PV | No | Solar |  | 6.52 | LV | England | South West | BA34DW |  | 363439 | 153553 | 2014 | SOL-000669
Anesco | Watchfield Solar Farm | Solar | PV | No | Solar |  | 10.6998 | LV | England | South West | TA94LD |  | 334135 | 147772 | 2014 | SOL-000670
Anesco | Eynsham Solar Farm | Solar | PV | No | Solar |  | 13.452 | LV | England | South East | OX296XD |  | 439658 | 210754 | 2014 | SOL-000682
Anesco | Steventon | Solar | PV | No | Solar |  | 10.0392 | LV | England | South East | OX136AP |  | 444299 | 192928 | 2014 | SOL-000683
Anesco | Anglesey | Solar | PV | No | Solar |  | 14.9261 | LV | Wales | Wales | LL635SZ |  | 238717 | 367342 | 2014 | SOL-000710
Anesco | Welbeck | Solar | PV | No | Solar |  | 11.2608 | LV | England | East Midlands | NG209PU |  | 457669 | 369999 | 2014 | SOL-000717
Anesco | Salcey Farm | Solar | PV | No | Solar |  | 5.4616 | LV | England | South East | MK168LP |  | 485184 | 250544 | 2014 | SOL-000718
Anesco | Bulls Head North | Solar | PV | No | Solar |  | 5.513 | LV | England | South East | MK168LP |  | 481460 | 251327 | 2014 | SOL-000719
Anesco | Bilsthorpe | Solar | PV | No | Solar |  | 5.7408 | LV | England | East Midlands | NG228ST |  | 465147 | 361625 | 2014 | SOL-000720
Anesco | Tope Farm | Solar | PV | No | Solar |  | 3.312 | LV | England | South West | TQ97DR |  | 283048 | 52733 | 2014 | SOL-000729
Anesco | Horam Solar Park | Solar | PV | No | Solar |  | 2.571 | LV | England | South East | TN210JN |  | 556616 | 115760 | 2014 | SOL-000769
Anesco | Pierces Farm | Solar | PV | No | Solar |  | 1.7431 | LV | England | South East | RG71LY |  | 468119 | 167296 | 2015 | SOL-000775
Anesco | Culworth | Solar | PV | No | Solar |  | 3.6364 | LV | England | East Midlands | OX172HW |  | 454564 | 245985 | 2015 | SOL-000776
Anesco | Abergelli | Solar | PV | No | Solar |  | 7.6822 | LV | Wales | Wales | SA57NN |  | 265507 | 202009 | 2015 | SOL-000779
Anesco | Gedling | Solar | PV | No | Solar |  | 5.7408 | LV | England | East Midlands | NG44JX |  | 461655 | 344045 | 2015 | SOL-000789
Anesco | Higher Bye | Solar | PV | No | Solar |  | 6.7906 | LV | England | South West | TA230JT |  | 305042 | 142360 | 2015 | SOL-000823
Anesco | Trickey Warren | Solar | PV | No | Solar |  | 4.632 | LV | England | South West | TA37DY |  | 320109 | 114779 | 2015 | SOL-000828
Anesco | Cotgrave | Solar | PV | No | Solar |  | 4.9833 | LV | England | East Midlands | NG123GU |  | 463974 | 336042 | 2015 | SOL-000863
Anesco | Pen-Y-Cae | Solar | PV | No | Solar |  | 6.7623 | LV | Wales | Wales | SA183BJ |  | 260143 | 211806 | 2015 | SOL-000864
Anesco | Radcliffe | Solar | PV | No | Solar |  | 4.1574 | LV | England | East Midlands | NG122LT |  | 463038 | 338202 | 2015 | SOL-000865
Anesco | Askern | Solar | PV | No | Solar |  | 4.9737 | LV | England | Yorkshire and the Humber | DN60BZ |  | 455441 | 413876 | 2015 | SOL-000877
Anesco | Lodge Farm | Solar | PV | No | Solar |  | 4.8797 | LV | England | East Midlands | S445TE |  | 441566 | 370954 | 2015 | SOL-000878
Anesco | Oak Cottage | Solar | PV | No | Solar |  | 4.8672 | LV | Wales | Wales | SA624PR |  | 202839 | 217801 | 2015 | SOL-000879
Anesco | Playters | Solar | PV | No | Solar |  | 8.6295 | LV | England | East of England | NR347TN |  | 644257 | 287733 | 2015 | SOL-000880
Anesco | Yarburgh | Solar | PV | No | Solar |  | 8.0861 | LV | England | East Midlands | LN11ONU |  | 534300 | 391971 | 2015 | SOL-000882
Anesco | Brookbarn | Solar | PV | No | Solar |  | 3.63 | LV | England | South East | BN177PE |  | 500000 | 102000 | 2015 | SOL-000894
Anesco | Portworthy | Solar | PV | No | Solar |  | 4.0239 | LV | England | South West | PL75JP |  | 256878 | 60850 | 2015 | SOL-000895
Anesco | Shalfleet | Solar | PV | No | Solar |  | 4.996 | LV | England | South East | PO410TZ |  | 440587 | 88605 | 2015 | SOL-000896
Anesco | Homestead | Solar | PV | No | Solar |  | 3.9535 | LV | England | South East | PO410TZ |  | 439433 | 88404 | 2015 | SOL-000909
Anesco | Rainbow | Solar | PV | No | Solar |  | 4.7907 | LV | England | South West | TA64TG |  | 331238 | 141809 | 2015 | SOL-000910
Anesco | Hale | Solar | PV | No | Solar |  | 3.599 | LV | England | South West | BH236BB |  | 409997 | 97268 | 2015 | SOL-000911
Anesco | Woodtown | Solar | PV | No | Solar |  | 2.7194 | LV | England | South West | BH228SW |  | 409156 | 97807 | 2015 | SOL-000912
Anesco | Salford Lodge Solar Farm | Solar | PV | No | Solar |  | 4.9962 | LV | England | West Midlands | WR118SN | SP0478950939 | 404789 | 250939 | 2015 | SOL-000924
Anesco | Bourne Park 2 | Solar | PV | No | Solar |  | 2.3997 | LV | England | South West | DT27TU |  | 372234 | 97408 | 2015 | SOL-000925
Anesco | Radford | Solar | PV | No | Solar |  | 4.9735 | LV | England | West Midlands | CV311XJ |  | 435175 | 261988 | 2015 | SOL-000933
Anesco | Eaton Hill | Solar | PV | No | Solar |  | 0.4743 | LV | England | West Midlands | HR60DG | SO5055459596 | 350554 | 259596 | 2015 | SOL-000938
Anesco | Coleford Pingry Solar Farm | Solar | PV | No | Solar |  | 3.4027 | LV | England | South West | GL168QD |  | 357121 | 209434 | 2016 | SOL-000987
Anesco | Milkwall Solar Farm | Solar | PV | No | Solar |  | 3.5006 | LV | England | South West | GL168QD |  | 357646 | 209411 | 2016 | SOL-000989
Anesco | Sheepbridge | Solar | PV | No | Solar |  | 5 | LV | England | South East | RG71PX | SU7207665355 | 472076 | 165355 | 2016 | SOL-000990
Anesco | Lindridge | Solar | PV | No | Solar |  | 4.9241 | LV | England | East Midlands | LE99FD | SK4668005219 | 446680 | 305219 | 2016 | SOL-000991
Anesco | Lee Moor | Solar | PV | No | Solar |  | 4.9873 | LV | England | South West | PL75JP |  | 256033 | 60850 | 2015 | SOL-000992
Anesco | Oakham | Solar | PV | No | Solar |  | 4.6396 | LV | England | South West | BS324BS |  | 359684 | 183393 | 2016 | SOL-000994
Anesco | The Beeches | Solar | PV | No | Solar |  | 4.9998 | LV | England | West Midlands | CV379RG |  | 414445 | 254098 | 2016 | SOL-000995
Anesco | East Appleton | Solar | PV | No | Solar |  | 4.9795 | LV | England | Yorkshire and the Humber | DL107QE |  | 423660 | 495768 | 2016 | SOL-000996
Anesco | Fell View | Solar | PV | No | Solar |  | 4.2588 | LV | England | North West | PR25SD |  | 358322 | 433776 | 2016 | SOL-000998
Anesco | Grimsargh | Solar | PV | No | Solar |  | 2.9156 | LV | England | North West | PR25SD |  | 358322 | 433776 | 2016 | SOL-001000
Anesco | Sheep Shed | Solar | PV | No | Solar |  | 4.9858 | LV | England | West Midlands | CV379RG |  | 415469 | 255805 | 2016 | SOL-001003
Anesco | Stripe | Solar | PV | No | Solar |  | 4.9795 | LV | England | Yorkshire and the Humber | DL107PW |  | 419640 | 502487 | 2016 | SOL-001004
Anesco | The Rushes | Solar | PV | No | Solar |  | 4.9795 | LV | England | West Midlands | CV379RG |  | 416507 | 255215 | 2016 | SOL-001005
Anesco | Wymeswold | Solar | PV | No | Solar |  | 2.1278 | LV | England | East Midlands | LE126UA |  | 460007 | 323259 | 2016 | SOL-001006
Anesco | Oxcroft | Solar | PV | No | Solar |  | 4.1897 | LV | England | East Midlands | S446AG |  | 446492 | 374323 | 2016 | SOL-001011
Anesco | Berry Court | Solar | PV | No | Solar |  | 3.9203 | LV | England | South East | RG265AT |  | 461938 | 159221 | 2016 | SOL-001013
Anesco | Stud Farm | Solar | PV | No | Solar |  | 2.3681 | LV | England | East Midlands | NG228SX |  | 464448 | 361853 | 2016 | SOL-001014
Anesco | Brookside | Solar | PV | No | Solar |  | 4.9974 | LV | England | West Midlands | CV379RG |  | 414476 | 254127 | 2016 | SOL-001016
Anesco | The Leys | Solar | PV | No | Solar |  | 4.9795 | LV | England | West Midlands | CV379RG |  | 415118 | 253833 | 2016 | SOL-001018
Anesco | Misson Park | Solar | PV | No | Solar |  | 4.9896 | LV | England | East Midlands | DN106DP |  | 467034 | 394719 | 2016 | SOL-001037
Anesco | Crow Trees Solar Farm | Solar | PV | No | Solar |  | 4.6931 | LV | England | East Midlands | NG171JF |  | 447248 | 357200 | 2016 | SOL-001040
Anesco | Hermitage | Solar | PV | No | Solar |  | 4.9988 | LV | England | East of England | MK455JD |  | 503595 | 232813 | 2016 | SOL-001058
Anesco | Brook Hall | Solar | PV | No | Solar |  | 4.6738 | LV | England | South West | BA149PT |  | 385169 | 153475 | 2016 | SOL-001070
Anesco | Wymeswold - Wide Lane | Solar | PV | No | Solar |  | 4.2796 | LV | England | East Midlands | LE126SE |  | 463380 | 323140 | 2016 | SOL-001077
Anesco | Abbey Fields Solar Farm | Solar | PV | No | Solar |  | 4.9421 | LV | England | South East | ME108HD | TR0267762028 | 602677 | 162028 | 2016 | SOL-001079
Anesco | Warren | Solar | PV | No | Solar |  | 4.9889 | LV | England | South East | SO519AG |  | 437906 | 121342 | 2016 | SOL-001080
Anesco | Hungerford | Solar | PV | No | Solar |  | 4.4743 | LV | England | South East | RG278SW |  | 478178 | 153997 | 2016 | SOL-001081
Anesco | Blue House | Solar | PV | No | Solar |  | 4.9795 | LV | England | North East | TS225PW |  | 446965 | 526727 | 2016 | SOL-001084
Anesco | Low Burntoft | Solar | PV | No | Solar |  | 4.9982 | LV | England | North East | TS225PD |  | 445706 | 527911 | 2016 | SOL-001086
Anesco | Palmersford | Solar | PV | No | Solar |  | 3.036 | LV | England | South West | BH236BG |  | 409981 | 99040 | 2015 | SOL-001088
Anesco | Granville | Solar | PV | No | Solar |  | 4.4372 | LV | England | West Midlands | TF28PQ |  | 372363 | 313370 | 2016 | SOL-001091
Anesco | High Meadow | Solar | PV | No | Solar |  | 3.8875 | LV | England | North East | TS211EA |  | 439442 | 521774 | 2016 | SOL-001096
Anesco | Heywood Grange | Solar | PV | No | Solar |  | 4.9631 | LV | England | West Midlands | ST102PL |  | 396689 | 345502 | 2016 | SOL-001097
Anesco | Blisworth Solar Farm | Solar | PV | No | Solar |  | 3.588 | LV | England | East Midlands | NN73DA |  | 473113 | 252638 | 2016 | SOL-001098
Anesco | Thame | Solar | PV | No | Solar |  | 4.7916 | LV | England | South East | OX93QH |  | 473366 | 206186 | 2016 | SOL-001101
Anesco | Michaelston Solar Farm | Solar | PV | No | Solar |  | 4.1743 | LV | Wales | Wales | CF36XS |  | 322998 | 183674 | 2016 | SOL-001102
Anesco | Greencroft | Solar | PV | No | Solar |  | 4.9275 | LV | England | North East | DH97XR |  | 417307 | 550812 | 2016 | SOL-001104
Anesco | Moneystone | Solar | PV | No | Solar |  | 4.9832 | LV | England | West Midlands | ST102DZ |  | 404572 | 346224 | 2016 | SOL-001108
Anesco | Willows Farm | Solar | PV | No | Solar |  | 4.62 | LV | England | West Midlands | WR114TG | SK1026233700 | 410262 | 333700 | 2016 | SOL-001122
Anesco | The Willows | Solar | PV | No | Solar |  | 4.734 | LV | England | West Midlands | CV379RG |  | 410262 | 333700 | 2016 | SOL-001124
Anesco | Poplars | Solar | PV | No | Solar |  | 4.98 | LV | England | West Midlands | CV379RG |  | 415118 | 253833 | 2016 | SOL-001129
Anesco | Clayhill | Solar | PV | No | Solar |  | 9.8406 | LV | England | East of England | MK455JD |  | 504351 | 233195 | 2017 | SOL-001179
Anesco | Ollerton | Solar | PV | No | Solar |  | 4.2526 | LV | England | East Midlands | NG229DX |  | 463220 | 366009 | 2017 | SOL-001182
Anesco | Nanthenfoel | Solar | PV | No | Solar |  | 4.9968 | LV | Wales | Wales | SA487NP |  | 254014 | 252465 | 2017 | SOL-001183
Anesco | Albrighton | Solar | PV | No | Solar |  | 4.9735 | LV | England | West Midlands | WV91RQ |  | 383987 | 305139 | 2017 | SOL-001189
Anesco | Ashton | Solar | PV | No | Solar |  | 4.8082 | LV | England | South West | BA146DX |  | 388976 | 158134 | 2017 | SOL-001190
Anesco | Blackwell Grange | Solar | PV | No | Solar |  | 4.9766 | LV | England | West Midlands | CV364PF |  | 422892 | 243330 | 2017 | SOL-001191
Anesco | Hyde Farm | Solar | PV | No | Solar |  | 4.9421 | LV | England | South East | MK464DU |  | 488765 | 253909 | 2017 | SOL-001192
Anesco | Spring Lane | Solar | PV | No | Solar |  | 0.958 | LV | England | East Midlands | LE651WU |  | 436639 | 314607 | 2017 | SOL-001193
Anesco | Moss Thorn | Solar | PV | No | Solar |  | 4.9735 | LV | England | North West | CA110BY |  | 348608 | 530601 | 2017 | SOL-001200
Anesco | Bristol Water | Solar | PV | No | Solar |  | 0.80255 | LV | England | South West | GL139HN |  | 353895 | 167517 | 2017 | SOL-001201
Anesco | Bumpers Farm | Solar | PV | No | Solar |  | 4.9971 | LV | England | South East | HP279RE |  | 476303 | 205882 | 2017 | SOL-001202
Anesco | Wreay | Solar | PV | No | Solar |  | 4.9754 | LV | England | North West | CA40PY |  | 342315 | 547311 | 2017 | SOL-001203
Anesco | Bumpers Farm 2 | Solar | PV | No | Solar |  | 12.0077 | LV | England | South East | HP279RE |  | 477235 | 206455 | 2020 | SOL-001288
Anesco | Chalgrove | Solar | PV | No | Solar |  | 2.402 | LV | England | South East | OX447SL |  | 462500 | 196438 | 2014 | SOL-001302
Anesco | Nether Mill | Solar | PV | No | Solar |  | 3.765 | LV | England | South West | EX152QQ | ST0209412271 | 302094 | 112271 | 2015 | SOL-001303
Anesco | Barr Farm | Solar | PV | No | Solar |  | 1.885 | LV | England | West Midlands | WV107BN |  | 391152 | 307977 | 2015 | SOL-001305
Anesco | Dale Farm | Solar | PV | No | Solar |  | 4.996 | LV | Northern Ireland | Northern Ireland | BT809UU |  | 96201 | 539164 | 2018 | SOL-001306
Anesco | Sandridge | Solar | PV | No | Solar |  | 49.62 | LV | England | South West | SN152JN | ST9385563823 | 393855 | 163823 | 2015 | SOL-001308
Anesco | Darran | Solar | PV | No | Solar |  | 1.823 | LV | Wales | Wales | NP120HX |  | 318423 | 199274 | 2017 | SOL-001309
Anesco | Langley Priory | Solar | PV | No | Solar |  | 2.036 | LV | England | East Midlands | DE742QQ |  | 443358 | 323561 | 2015 | SOL-001351
Anesco | Milborne Port | Solar | PV | No | Solar |  | 3.292 | LV | England | South West | DT95EF | ST6821819662 | 368218 | 119662 | 2017 | SOL-001362
Anesco | Derwyn | Solar | PV | No | Solar |  | 4.664 | LV | Wales | Wales | CF62 3AA | ST0869169396 | 308691 | 169396 | 2016 | SOL-001368
Anesco | Sutor | Solar | PV | No | Solar |  | 4.992 | LV | England | South West | BA9 9RA | ST7249427168 | 372494 | 127168 | 2016 | SOL-001371
Anesco | Biglis | Solar | PV | No | Solar |  | 4.973 | LV | Wales | Wales | CF63 1BL | ST1391670097 | 313916 | 170097 | 2016 | SOL-001372
Anesco | Chard | Solar | PV | No | Solar |  | 3.043 | LV | England | South West | TA20 1RR | ST3373410028 | 333734 | 110028 | 2016 | SOL-001373
Anesco | Spear Hill | Solar | PV | No | Solar |  | 4.951 | LV | England | South East | RH20 3BA | TQ1338217346 | 513382 | 117346 | 2016 | SOL-001374
Anesco | Nancrossa | Solar | PV | No | Solar |  | 6.856 | LV | England | South West | TR10 9EA | SW7265433891 | 172654 | 33891 | 2016 | SOL-001375
Anesco | Lincoln Farm | Solar | PV | No | Solar |  | 10.6848 | LV | England | East Midlands | PE24 5AT | TF4735362779 | 547353 | 362779 | 2016 | SOL-001377
Anesco | Parcstormy | Solar | PV | No | Solar |  | 0.7 | LV | Wales | Wales | CF33 4RS | SS8409980079 | 284099 | 180079 | 2013 | SOL-001378
Anesco | Swanland | Solar | PV | No | Solar |  | 4.998 | LV | England | East of England | EN63NH | TL2281300555 | 522813 | 200555 | 2017 | SOL-001379
Anesco | Bedford | Solar | PV | No | Solar |  | 0.62934 | LV | England | East Midlands | MK443SD | TL0254945634 | 502549 | 245634 | 2016 | SOL-001405
Anesco | Dragon LNG | Solar | PV | No | Solar |  | 9.9727 | LV | Wales | Wales | SA731DR | SM9258504781 | 192585 | 204781 | 2022 | SOL-001406
Anesco | West Field | Solar | PV | No | Solar |  | 4.9398 | LV | England | North West | PR30PU | SD4976942088 | 349769 | 442088 | 2016 | SOL-001407
Anesco | Whilton | Solar | PV | No | Solar |  | 0.33 | LV | England | East Midlands | NN112NH | SP6170164551 | 461701 | 264551 | 2016 | SOL-001408
Anesco | Littlewood | Solar | PV | No | Solar |  | 5 | LV | England | North West | NG19 8JA | SP8210547071 | 482105 | 247071 | 2017 | SOL-001522
Anesco | Ilmer | Solar | PV | No | Solar |  | 4.998 | LV | England | East Midlands | HP279RE | SP7700006500 | 477000 | 206500 | 2017 | SOL-001547
Anesco | West Hill | Solar | PV | No | Solar |  | 11.0731 | LV | England | South West | EX348NF | SS5152742091 | 251527 | 142091 | 2014 | SOL-001548
Anesco | Majors Hill | Solar | PV | No | Solar |  | 1.1549 | HV | England | South East | RH10 4PE | TQ3215136216 | 532151 | 136216 | 2016 | SOL-001595
Anesco | Malmpit | Solar | PV | No | Solar |  | 5.0016 | LV | England | South West | BA12 0LZ | ST9742939768 | 397429 | 139768 | 2016 | SOL-001596
Anesco | Park Hill | Solar | PV | No | Solar |  | 4.9968 | HV | Scotland | Scotland | DD11 4QU | NO6412545917 | 364125 | 745917 |  | SOL-001604
Anesco | Beavor Grange | Solar | PV | No | Solar |  | 19.5415 | HV | England | South West | EX13 5SE | SY3275798184 | 332757 | 98184 | 2024 | SOL-001615
Anesco | Walley Corner | Solar | PV | No | Solar |  | 4.997 | LV | England | South East | OX10 7PQ |  | 0 | 0 | 2017 | SOL-001630
Anesco | Siddington | Solar | PV | No | Solar |  | 20.88 | HV | England | South West | GL7 6DB |  | 0 | 0 | 2024 | SOL-001646
Anesco | Low Farm | Solar | PV | No | Solar |  | 49.9 | HV | England | South East | PE24 4JS |  | 0 | 0 | 2025 | SOL-001647
Anesco | Alfreton | Solar | PV | No | Solar |  | 19.89 | HV | England | East Midlands | DE55 5AL |  | 0 | 0 | 2024 | SOL-001648
Atmosclear | Broadgate | Solar | PV | No | Solar |  | 1.1 | LV | England | South West |  | SS7764107308 | 277641 | 107308 | 2012 | SOL-000484
Atmosclear | Barton | Solar | PV | No | Solar |  | 1.2 | LV | England | South West |  | ST0777817118 | 307778 | 117118 | 2012 | SOL-000485
Atmosclear | Higher Pirzwell | Solar | PV | No | Solar |  | 1.2 | LV | England | South West | EX15 2AH | ST0754609156 | 307546 | 109156 | 2012 | SOL-000486
Atmosclear | Stables Farm | Solar | PV | No | Solar |  | 1 | LV | England | South East | PO30 4NH | SZ4092088770 | 440920 | 88770 | 2012 | SOL-000493
Atmosclear | Yeowood | Solar | PV | No | Solar |  | 1.2 | LV | England | South West | BS40 5AA | ST4438562232 | 344385 | 162232 | 2012 | SOL-000498
Atmosclear | Kia-Ora Farm | Solar | PV | No | Solar |  | 1.8 | LV | England | South West | EX15 1PZ | ST0097507058 | 300975 | 107058 | 2013 | SOL-000574
Atmosclear | Luson | Solar | PV | No | Solar |  | 1.9 | LV | England | South West | PL21 9JY | SX6201653112 | 262016 | 53112 | 2013 | SOL-000579
Atmosclear | Copley Wood (Renewables (SW)) | Solar | PV | No | Solar |  | 1.5 | LV | England | South West |  | ST5184332305 | 351843 | 132305 | 2015 | SOL-000921
Atmosclear | Long Ash Lane Solar Park | Solar | PV | No | Solar |  | 5 | LV | England | South West | DT2 9PW | ST6092802540 | 360928 | 102540 | 2017 | SOL-001180
Babcock International and Fluor Inc | Maentwrog | Hydro | Large Hydro | No | Hydro |  | 35.3 | HV | Wales | Wales | LL414HY | SH648396 | 267297.8 | 337806.9 | 1928 | HNF-000003
BayWa R.E | Tir Mostyn & Foel Goch Ltd | Wind | Onshore | No | Wind |  | 21.25 | HV | Wales | Wales | LL165RN |  | 300300 | 358800 | 2005 | WON-000275
BayWa R.E | Scout Moor Wind Farm Ltd | Wind | Onshore | No | Wind |  | 65 | HV | England | North West | OL127TY |  | 382400 | 419200 | 2008 | WON-000338
BayWa R.E | Bagmoor Wind Ltd | Wind | Onshore | No | Wind |  | 16 | HV | England | Yorkshire and the Humber | DN159GH |  | 488240 | 415400 | 2009 | WON-000369
Bluefield Services | Bradenstoke Solar Park Ltd | Solar | PV | No | Solar |  | 69.7884 | LV | England | South West | SN154PZ |  | 402315 | 178635 | 2015 | SOL-000827
Calon Energy | Severn Power Ltd | Fossil Fuel | CCGT | No | Natural Gas |  | 850 | HV | Wales | Wales | NP19 4RE |  | 333250 | 185006 | 2010 | GAS-000377
Capital Dynamics UK | Rymes | Solar | PV | No | Solar |  | 4.9908 | LV | England | South West | GL19 3AJ |  | 374052 | 225256 | 2017 | SOL-001381
Capital Dynamics UK | Home Farm | Solar | PV | No | Solar |  | 3.06 | LV | Wales | Wales |  | ST1031075854 | 310310 | 175854 | 2017 | SOL-001574
Capital Dynamics UK | Ysgellog | Wind | Onshore | No | Wind |  | 4.6 | LV | Wales | Wales | LL060AW |  | 240490 | 391238 | 2013 | WON-000540
Capital Dynamics UK | Garlenick | Wind | Onshore | No | Wind |  | 4 | LV | England | South West | TR24RQ |  | 194662 | 49203 | 2014 | WON-000657
Capital Dynamics UK | Daintree | Wind | Onshore | No | Wind |  | 4 | LV | England | East Midlands | NN67GW |  | 457545 | 272243 | 2014 | WON-000660
Capital Dynamics UK | Wythegill | Wind | Onshore | No | Wind |  | 2.3 | LV | England | North West | CA14 1SA | NY0121131657 | 301881 | 532072 | 2015 | WON-000751
Capital Dynamics UK | East Youlstone | Wind | Onshore | No | Wind |  | 4 | LV | England | South West | EX239PU |  | 227610 | 115654 | 2015 | WON-000765
Capital Dynamics UK | Mossmorran | Wind | Onshore | No | Wind |  | 4.6 | LV | Scotland | Scotland | KY4 8EP | NT1793489429 | 318109 | 689419 | 2016 | WON-000946
Capital Dynamics UK | Watford Lodge | Wind | Onshore | No | Wind |  | 10.25 | LV | England | East Midlands | NN67UN | SP6096070200 | 460960 | 270200 | 2015 | WON-001314
Capital Dynamics UK | Seegronan | Wind | Onshore | No | Wind |  | 13.8 | LV | Northern Ireland | Northern Ireland | BT817HQ | NV3271444451 | 32714 | 544451 | 2016 | WON-001315
Capital Dynamics UK | Potato Pot | Wind | Onshore | No | Wind |  | 7.05 | LV | England | North West | CA144ST | NY0300024100 | 303000 | 524100 | 2016 | WON-001316
Capital Dynamics UK | Middle Balbeggie | Wind | Onshore | No | Wind |  | 6.4 | LV | Scotland | Scotland | KY13NS | NT2776096279 | 327760 | 696279 | 2016 | WON-001317
Capital Dynamics UK | Shantavny | Wind | Onshore | No | Wind |  | 16.1 | LV | Northern Ireland | Northern Ireland | BT702DL |  | 69686 | 522810 | 2017 | WON-001318
Capital Dynamics UK | Airfield Poddington | Wind | Onshore | No | Wind |  | 8.55 | LV | England | East of England | NN29 7JQ |  | 495095 | 260698 | 2017 | WON-001319
Capital Dynamics UK | Red Gap | Wind | Onshore | No | Wind |  | 12.5 | LV | England | North East | TS27 3HH | NZ4394228174 | 443942 | 528174 | 2017 | WON-001320
Capital Dynamics UK | Falkirk Tod Hill | Wind | Onshore | No | Wind |  | 11.4 | LV | Scotland | Scotland | FK54SJ | NS8406483742 | 284064 | 683742 | 2015 | WON-001321
Capital Dynamics UK | Harthill Torrance | Wind | Onshore | No | Wind |  | 5.7 | LV | Scotland | Scotland | EH483AN |  | 291163 | 664768 | 2015 | WON-001322
Capital Dynamics UK | Westnewton (BEGL4) | Wind | Onshore | No | Wind |  | 6.15 | LV | England | North West | CA73PB |  | 313505 | 543564 | 2014 | WON-001323
Capital Dynamics UK | Dunmore | Wind | Onshore | No | Wind |  | 21 | LV | Northern Ireland | Northern Ireland |  | NV8801585846 | 88015 | 585846 | 2014 | WON-001324
Capital Dynamics UK | Crockandun | Wind | Onshore | No | Wind |  | 15 | LV | Northern Ireland | Northern Ireland | BT80 9UA | NV9602550873 | 96025 | 550873 | 2017 | WON-001325
Capital Dynamics UK | Elginny | Wind | Onshore | No | Wind |  | 23 | LV | Northern Ireland | Northern Ireland | BT437GZ |  | 131511 | 567821 | 2018 | WON-001326
Capital Dynamics UK | Whiteside Hill | Wind | Onshore | No | Wind |  | 28.5 | HV | Scotland | Scotland | DG4 6LF |  | 271440 | 608920 | 2018 | WON-001328
Capital Dynamics UK | Sorbie | Wind | Onshore | No | Wind |  | 12.6 | LV | Scotland | Scotland |  | NS2480045170 | 224800 | 645170 | 2023 | WON-001575
Capital Dynamics UK | Longhill | Wind | Onshore | No | Wind |  | 50 | LV | Scotland | Scotland | EH55 8HQ | NS9818958735 | 298189 | 658735 | 2024 | WON-001609
Capital Dynamics UK | Pines Burn | Wind | Onshore | No | Wind |  | 33.6 | LV | Scotland | Scotland | TD9 9TZ | NT5408106737 | 354081 | 606737 | 2024 | WON-001613
Community Wind Power | Aikengall | Wind | Onshore | No | Wind |  | 48 | LV | Scotland | Scotland |  | NT6946869455 | 369468 | 669455 | 2009 | WON-001578
Community Wind Power | Aikengall II | Wind | Onshore | No | Wind |  | 60.8 | HV | Scotland | Scotland |  | NT6946869455 | 369468 | 669455 | 2017 | WON-001579
Community Wind Power | Aikengall IIA | Wind | Onshore | No | Wind |  | 81.7 | HV | Scotland | Scotland |  | NT7179366791 | 371793 | 666791 | 2021 | WON-001580
Community Wind Power | Calder Water | Wind | Onshore | No | Wind |  | 39 | LV | Scotland | Scotland |  | NS6086940428 | 260869 | 640428 | 2013 | WON-001581
Community Wind Power | Millour Hill | Wind | Onshore | No | Wind |  | 18 | LV | Scotland | Scotland |  | NS2584352080 | 225843 | 652080 | 2012 | WON-001582
Community Wind Power | Millour Hill Ext. | Wind | Onshore | No | Wind |  | 6.4 | LV | Scotland | Scotland | KA24 5AW | NS256524 | 225696 | 652415 | 2016 | WON-001583
Community Wind Power | Sanquhar | Wind | Onshore | No | Wind |  | 31.05 | HV | Scotland | Scotland |  | NS7031107479 | 270311 | 607479 | 2018 | WON-001584
Community Wind Power | Wardlaw Wood | Wind | Onshore | No | Wind |  | 18 | LV | Scotland | Scotland |  | NS2490051200 | 224900 | 651200 | 2006 | WON-001585
Co-owned by SSE Group and Cheung Kong Infrastructure Ltd | Seabank Power Ltd | Fossil Fuel | CCGT | No | Natural Gas |  | 1234 | HV | England | South West | BS10 7SP |  | 343425 | 161749 | 2000 | GAS-000197
Co-owned by SSE Group and Wheelabrator Technologies Inc | FM1 | Bioenergy | Bioenergy | No | MSW |  | 79 | LV | England | Yorkshire and the Humber | WF11 8TB | SE474246 | 447490 | 424684 | 2015 | BIO-000740
Co-owned by SSE Group and Wheelabrator Technologies Inc | FM2 | Bioenergy | Bioenergy | No | MSW |  | 79 | LV | England | Yorkshire and the Humber | WF11 8TB | SE474246 | 447490 | 424684 | 2019 | BIO-001276
Cubico Sustainable Investments | Broxted | Solar | PV | No | Solar |  | 31.59 | LV | England | East of England | CB8 9YD | TQ637458 | 572387 | 251110 | 2013 | SOL-000629
Cubico Sustainable Investments | Owls Hatch | Solar | PV | No | Solar |  | 51.9376 | LV | England | South East | CT6 7FT | TR158659 | 615860 | 165945 | 2015 | SOL-000784
Cubico Sustainable Investments | Hadlow Place | Solar | PV | No | Solar |  | 18.9218 | LV | England | South East | TN11 0PD |  | 562879 | 145736 | 2015 | SOL-000793
Cubico Sustainable Investments | Barton Close | Solar | PV | No | Solar |  | 4.6103 | LV | England | South West | EX33 1HX | SY651810 | 247374 | 141403 | 2015 | SOL-000881
Cubico Sustainable Investments | Grantham | Solar | PV | No | Solar |  | 4.8787 | LV | England | East Midlands | NG32 1EQ | SU508503 | 507000 | 392000 | 2015 | SOL-000897
Cubico Sustainable Investments | Overton | Solar | PV | No | Solar |  | 3.7523 | LV | England | South East | RG25 3ES | SU510500 | 450500 | 150500 | 2015 | SOL-000898
Cubico Sustainable Investments | Guynd | Solar | PV | No | Solar |  | 9.5 | LV | Scotland | Scotland | DD11 2QR | SK880386 | 356230 | 742772 | 2015 | SOL-000899
Cubico Sustainable Investments | Wisbech | Solar | PV | No | Solar |  | 3.4047 | LV | England | East of England | PE14 0AZ | NO633470 | 546000 | 307000 | 2015 | SOL-000900
Cubico Sustainable Investments | Newlands | Solar | PV | No | Solar |  | 4.9993 | LV | England | South West | DT3 4BG | SU115278 | 365099 | 81019 | 2015 | SOL-000908
Cubico Sustainable Investments | Bake Farm | Solar | PV | No | Solar |  | 4.9993 | LV | Scotland | Scotland | DD11 2QZ | NO564429 | 233036 | 58842 | 2015 | SOL-000918
Cubico Sustainable Investments | Kinblethmont | Solar | PV | No | Solar |  | 4.9993 | LV | Scotland | Scotland | DD11 4RW | NO632468 | 363182 | 746857 | 2016 | SOL-001010
Cubico Sustainable Investments | Southfield | Solar | PV | No | Solar |  | 9.7614 | LV | England | South West | BA22 8HQ | ST570240 | 357089 | 124014 | 2016 | SOL-001046
Cubico Sustainable Investments | Wandylaw | Wind | Onshore | No | Wind |  | 20.5 | LV | England | North East | NE675HG | NU1498925121 | 414989 | 625121 | 2013 | WON-000536
Cubico Sustainable Investments | Middlewick | Wind | Onshore | No | Wind |  | 20.7 | LV | England | East of England | CM07JQ |  | 600140 | 200001 | 2014 | WON-000645
Cubico Sustainable Investments | Kelmarsh | Wind | Onshore | No | Wind |  | 12.3 | LV | England | East Midlands | NN69LZ | SP7252778054 | 472527 | 278054 | 2016 | WON-000955
Cubico Sustainable Investments | Chiplow | Wind | Onshore | No | Wind |  | 8.2 | LV | England | East of England | PE318SR | TF812335 | 581286 | 333548 | 2016 | WON-000956
Cubico Sustainable Investments | Penmanshiel | Wind | Onshore | No | Wind |  | 28.7 | LV | Scotland | Scotland | TD113RP |  | 380006 | 667129 | 2016 | WON-000959
Cubico Sustainable Investments | Winwick | Wind | Onshore | No | Wind |  | 12.3 | LV | England | East Midlands | NN67NS |  | 464374 | 274095 | 2016 | WON-000962
E.ON | Steven's Croft | Bioenergy | Bioenergy | Yes | Biomass |  | 46 | LV | Scotland | Scotland | DG11 2SQ | NY121854 | 312100 | 585100 | 2007 | BIO-000303
E.ON | Blackburn Meadows | Bioenergy | Bioenergy | Yes | Biomass |  | 34 | LV | England | Yorkshire and the Humber |  | SK3950991482 | 440075 | 391650 | 2015 | BIO-000739
Ecotricity | Fen Farm Solar | Solar | PV | No | Solar |  | 0.9 | LV | England | East Midlands | LN117BP | TF386931 | 537585 | 393825 | 2011 | SOL-000451
Ecotricity | Bulkworthy Solar | Solar | PV | No | Solar |  | 6.235 | LV | England | South West | EX227UP | SS4051214816 | 240512 | 114816 | 2022 | SOL-001392
Ecotricity | Dalby Solar | Solar | PV | No | Solar |  | 6.88 | LV | England | East Midlands | LE14 3LY | SK6487023180 | 464870 | 323180 | 2023 | SOL-001393
Ecotricity | Lynch Knoll | Wind | Onshore | No | Wind |  | 0.5 | LV | England | South West | GL103UJ | SO815004 | 381600 | 200400 | 1996 | WON-000163
Ecotricity | Ecotech | Wind | Onshore | No | Wind |  | 1.5 | LV | England | East of England | PE377HT | TF816099 | 0 | 0 | 1999 | WON-000192
Ecotricity | Somerton | Wind | Onshore | No | Wind |  | 1.8 | LV | England | East of England | NR29 4DU | TG469187 | 646900 | 318800 | 2000 | WON-000203
Ecotricity | East Kilbride | Wind | Onshore | No | Wind |  | 0.6 | LV | Scotland | Scotland | G750ZZ | NS641514 | 264500 | 652000 | 2001 | WON-000219
Ecotricity | Mablethorpe | Wind | Onshore | No | Wind |  | 1.2 | LV | England | East Midlands | LN122QW | TF489824 | 548900 | 382500 | 2002 | WON-000231
Ecotricity | Swaffham II | Wind | Onshore | No | Wind |  | 1.8 | LV | England | East of England | PE377HL | TF827099 | 582197 | 309324 | 2003 | WON-000242
Ecotricity | Dagenham | Wind | Onshore | No | Wind |  | 5.9 | LV | England | London | RM96SA | TQ499819 | 550300 | 181600 | 2004 | WON-000256
Ecotricity | Bambers | Wind | Onshore | No | Wind |  | 9.6 | LV | England | East Midlands | LN112QW | TF491826 | 549500 | 383600 | 2004 | WON-000257
Ecotricity | Green Park | Wind | Onshore | No | Wind |  | 2 | LV | England | South East | RG26UE | SU706693 | 470755 | 169271 | 2005 | WON-000277
Ecotricity | Dundee | Wind | Onshore | No | Wind |  | 4 | LV | Scotland | Scotland | DD88UQ | NO449327 | 269652 | 688422 | 2006 | WON-000289
Ecotricity | Bristol Port | Wind | Onshore | No | Wind |  | 6 | LV | England | South West | BS119DQ | ST509794 | 350907 | 179457 | 2007 | WON-000313
Ecotricity | Fen Farm | Wind | Onshore | No | Wind |  | 16 | LV | England | East Midlands | LN117LU | TF386940 | 537585 | 393825 | 2007 | WON-000314
Ecotricity | Shooters | Wind | Onshore | No | Wind |  | 2 | LV | England | South West | BA34LU | ST594507 | 359380 | 150740 | 2008 | WON-000339
Ecotricity | Worksop | Wind | Onshore | No | Wind |  | 2 | LV | England | East Midlands | S802PU | SK608779 | 461695 | 378487 | 2009 | WON-000370
Ecotricity | Cardiff | Wind | Onshore | No | Wind |  | 2.3 | LV | Wales | Wales | CF32EE | ST236791 | 323460 | 179215 | 2011 | WON-000415
Ecotricity | Ballymena | Wind | Onshore | No | Wind |  | 4.6 | LV | Northern Ireland | Northern Ireland | BT424HZ | NW287618 | 130743 | 561194 | 2013 | WON-000522
Ecotricity | Galsworthy | Wind | Onshore | No | Wind |  | 9.2 | LV | England | South West | EX395NP | SS401157 | 240007 | 115922 | 2014 | WON-000653
Ecotricity | Dalby | Wind | Onshore | No | Wind |  | 7.29 | LV | England | East Midlands | LE143LY | SK652238 | 465397 | 322239 | 2016 | WON-000954
Ecotricity | H&H | Wind | Onshore | No | Wind |  | 0.81 | LV | England | Yorkshire and the Humber | DN140BA | SE604200 | 0 | 0 | 2016 | WON-000968
Ecotricity | QEH | Wind | Onshore | No | Wind |  | 0.81 | LV | England | East of England | PE304ET | TF654205 | 565228 | 320492 | 2016 | WON-000969
Ecotricity | RSPB | Wind | Onshore | No | Wind |  | 0.81 | LV | England | East of England | SG192DL | TL197485 | 0 | 0 | 2016 | WON-000970
Ecotricity | Alveston | Wind | Onshore | No | Wind |  | 6.9 | LV | England | South West | BS353TD | ST649843 | 365450 | 186055 | 2017 | WON-001151
EDF Energy | Hartlepool | Nuclear | AGR | No | Nuclear |  | 1185 | HV | England | North East | TS252BZ |  | 451747 | 531078 | 1983 | NUC-000126
EDF Energy | Heysham 1 | Nuclear | AGR | No | Nuclear |  | 1060 | HV | England | North West | LA32XH |  | 341498 | 461449 | 1983 | NUC-000127
EDF Energy | Heysham 2 | Nuclear | AGR | No | Nuclear |  | 1240 | HV | England | North West | LA32XH |  | 341498 | 461449 | 1988 | NUC-000131
EDF Energy | Torness | Nuclear | AGR | No | Nuclear |  | 1200 | HV | Scotland | Scotland | EH421QS |  | 218252 | 651517 | 1988 | NUC-000132
EDF Energy | Sizewell B | Nuclear | PWR | No | Nuclear |  | 1198 | HV | England | East of England | IP164UR |  | 647453 | 260420 | 1995 | NUC-000159
EDF Energy | Burwell | Solar | PV | No | Solar |  | 69.9 | HV | England | East of England | CB25 0BP | TL5700068000 | 557000 | 268000 | 2023 | SOL-001554
EDF Energy | Porth Wen | Solar | PV | No | Solar |  | 69.1 | LV | Wales | Wales | LL66 0AT | SH3994793525 | 239947 | 393525 | 2023 | SOL-001555
EDF Energy | Sutton Bridge | Solar | PV | No | Solar |  | 73.1 | HV | England | East Midlands | PE12 9TF | TF4809619978 | 548096 | 319978 | 2023 | SOL-001556
EDF Energy | Teesside | Wind | Offshore | No | Wind |  | 62 | LV | England | North East | TS240RQ |  | 458470 | 528174 | 2013 | WOF-000507
EDF Energy | Blyth | Wind | Offshore | No | Wind |  | 40 | LV | England | North East | NE227FB |  | 438227 | 582010 | 2018 | WOF-001257
EDF Energy | NNG | Wind | Offshore | No | Wind |  | 448 | HV | Scotland | Scotland | TD14 5SD | NO8464508429 | 384645 | 708429 | 2024 | WOF-001614
EDF Energy | Great Orton | Wind | Onshore | No | Wind |  | 3.96 | LV | England | North west | CA70JY |  | 331300 | 553400 | 1999 | WON-000193
EDF Energy | Kirkheaton | Wind | Onshore | No | Wind |  | 1.8 | LV | England | North East | NE192DQ |  | 400800 | 576900 | 2000 | WON-000205
EDF Energy | High Hedley I | Wind | Onshore | No | Wind |  | 2.4 | LV | England | North East | DL134PR |  | 415700 | 541000 | 2001 | WON-000216
EDF Energy | Cemmaes | Wind | Onshore | No | Wind |  | 15.3 | LV | Wales | Wales | SY209PR |  | 286800 | 306000 | 2002 | WON-000237
EDF Energy | Llangwyryfon | Wind | Onshore | No | Wind |  | 9.35 | LV | Wales | Wales | SY234SR |  | 261752 | 269577 | 2003 | WON-000241
EDF Energy | Glassmoor I | Wind | Onshore | No | Wind |  | 16 | LV | England | East of England | PE262TS |  | 543128 | 292192 | 2006 | WON-000291
EDF Energy | Deeping | Wind | Onshore | No | Wind |  | 16 | LV | England | East Midlands | PE113DD |  | 519905 | 316471 | 2006 | WON-000292
EDF Energy | Red House | Wind | Onshore | No | Wind |  | 12 | LV | England | East Midlands | PE129NG |  | 542000 | 329000 | 2006 | WON-000294
EDF Energy | Red Tile | Wind | Onshore | No | Wind |  | 24 | LV | England | East of England | PE282JX |  | 523939 | 271933 | 2007 | WON-000324
EDF Energy | Bicker Fen | Wind | Onshore | No | Wind |  | 26 | LV | England | East Midlands | PE203BF |  | 519870 | 339325 | 2008 | WON-000346
EDF Energy | High Hedley II | Wind | Onshore | No | Wind |  | 5.2 | LV | England | North East | DL134PR |  | 415700 | 541000 | 2008 | WON-000349
EDF Energy | Trimdon | Wind | Onshore | No | Wind |  | 5.2 | LV | England | North East | TS296NR |  | 436000 | 536300 | 2008 | WON-000350
EDF Energy | Langley | Wind | Onshore | No | Wind |  | 8 | LV | England | North East | DH70EE |  | 420928 | 547703 | 2008 | WON-000351
EDF Energy | Walkway | Wind | Onshore | No | Wind |  | 14 | LV | England | North East | TS225NS |  | 439000 | 530000 | 2008 | WON-000353
EDF Energy | Longpark | Wind | Onshore | No | Wind |  | 38 | LV | Scotland | Scotland | TD12SW |  | 348050 | 642050 | 2009 | WON-000365
EDF Energy | Broomhill | Wind | Onshore | No | Wind |  | 8 | LV | England | North East | DL134LY |  | 415500 | 539500 | 2009 | WON-000372
EDF Energy | Rusholme | Wind | Onshore | No | Wind |  | 24 | LV | England | Yorkshire and the Humber | YO88PX |  | 469500 | 426500 | 2010 | WON-000388
EDF Energy | Burnfoot | Wind | Onshore | No | Wind |  | 30.1 | LV | Scotland | Scotland | FK147JZ |  | 290135 | 703250 | 2010 | WON-000394
EDF Energy | Fairfield | Wind | Onshore | No | Wind |  | 6.5 | LV | England | North West | CA144QE |  | 301826 | 521459 | 2011 | WON-000410
EDF Energy | Green Rigg | Wind | Onshore | No | Wind |  | 36 | LV | England | North East | NE482EY |  | 392000 | 582000 | 2012 | WON-000473
EDF Energy | Fallago Rig | Wind | Onshore | No | Wind |  | 144 | HV | Scotland | Scotland | TD36NW |  | 357000 | 660000 | 2013 | WON-000514
EDF Energy | Boundary Lane | Wind | Onshore | No | Wind |  | 6.15 | LV | England | North East | DH89LQ |  | 404708 | 550336 | 2013 | WON-000523
EDF Energy | Glassmoor II | Wind | Onshore | No | Wind |  | 12.3 | LV | England | East of England | PE262TS |  | 528421 | 292867 | 2013 | WON-000527
EDF Energy | Roade | Wind | Onshore | No | Wind |  | 7.2 | LV | England | East Midlands | NN72EG |  | 477964 | 252105 | 2014 | WON-000642
EDF Energy | Barmoor | Wind | Onshore | No | Wind |  | 12 | LV | England | North East | TD152QD |  | 393797 | 634046 | 2014 | WON-000655
EDF Energy | Park Spring | Wind | Onshore | No | Wind |  | 8.55 | LV | England | Yorkshire and the Humber | S72 7GX |  | 439689 | 408763 | 2015 | WON-000761
EDF Energy | Burnhead Moss | Wind | Onshore | No | Wind |  | 26 | LV | Scotland | Scotland | FK12JW |  | 288503 | 671903 | 2016 | WON-000947
EDF Energy | Rhodders | Wind | Onshore | No | Wind |  | 12.3 | LV | Scotland | Scotland | FK147JZ |  | 288738 | 697461 | 2016 | WON-000948
EDF Energy | Pearie Law | Wind | Onshore | No | Wind |  | 19.2 | LV | Scotland | Scotland | EH558RT |  | 302205 | 659690 | 2016 | WON-000980
EDF Energy | Corriemoillie | Wind | Onshore | No | Wind |  | 48.45 | HV | Scotland | Scotland | IV232PQ |  | 234700 | 867700 | 2017 | WON-001156
EDF Energy | Beckburn | Wind | Onshore | No | Wind |  | 31.05 | LV | England | North West | DG165HU |  | 334466 | 568940 | 2017 | WON-001164
EDF Energy | Dorenell | Wind | Onshore | No | Wind |  | 177 | HV | Scotland | Scotland | AB554DT |  | 332000 | 829500 | 2018 | WON-001271
EDF Energy | Burnfoot East | Wind | Onshore | No | Wind |  | 10.8 | LV | Scotland | Scotland | FK147JZ | NN9468204706 | 294682 | 704706 | 2020 | WON-001285
EDF Energy | West Benhar | Wind | Onshore | No | Wind |  | 30.1 | LV | Scotland | Scotland | ML7 5TF | NS8956061750 | 289560 | 661750 | 2023 | WON-001557
Eneco Wind UK | Oaklands | Solar | PV | No | Solar |  | 5 | LV | England | South West |  | SY900894 | 389957 | 89555 | 2015 | SOL-000928
Eneco Wind UK | Tullo | Wind | Onshore | No | Wind |  | 17.5 | HV | Scotland | Scotland |  | NO757723 | 387283 | 785873 | 2010 | WON-000392
Eneco Wind UK | Lochluichart | Wind | Onshore | No | Wind |  | 69 | HV | Scotland | Scotland |  | NH333680 | 232030 | 866235 | 2013 | WON-000560
Eneco Wind UK | Twinshiels | Wind | Onshore | No | Wind |  | 25 | HV | Scotland | Scotland |  | NO757723 | 375955 | 771728 | 2014 | WON-000644
Eneco Wind UK | Burn of Whilk | Wind | Onshore | No | Wind |  | 22.5 | HV | Scotland | Scotland |  | ND293407 | 326232 | 939965 | 2015 | WON-000754
Eneco Wind UK | Moy | Wind | Onshore | No | Wind |  | 66 | HV | Scotland | Scotland |  | NH779370 | 276741 | 835240 | 2016 | WON-000949
Energy Capital Partners | Saltend Power Station | Fossil Fuel | CCGT | Yes | Natural Gas |  | 1200 | HV | England | Yorkshire and the Humber | HU128GA | TA162282 | 509793 | 428825 | 2000 | GAS-000198
Energy Capital Partners | Indian Queens Power Ltd | Fossil Fuel | Single cycle | No | Diesel/Gas Oil |  | 140 | HV | England | South West | PL26 8BY | SW940591 | 191739 | 58385 | 1996 | OIL-000168
Engie Power | Ffestiniog Power Station | Pumped Hydro | Pumped hydro | No | Pumped hydro |  | 360 | HV | Wales | Wales |  | SH679444 | 267900 | 344400 | 1963 | HST-000101
Engie Power | Dinorwig Power Station | Pumped Hydro | Pumped hydro | No | Pumped hydro |  | 1800 | HV | Wales | Wales |  | SH594600 | 259400 | 360000 | 1984 | HST-000128
Engie Power | Capel Grange Solar Energy Ltd | Solar | PV | No | Solar |  | 4.08 | LV | England | South East | TN126QX |  | 565242 | 144832 | 2016 | SOL-001036
Engie Power | Scotia Wind (Craigengelt) Ltd | Wind | Onshore | No | Wind |  | 20 | LV | Scotland | Scotland | FK79QS |  | 272451 | 686495 | 2010 | WON-000386
Engie Power | Crimp Wind Power Ltd | Wind | Onshore | No | Wind |  | 2.43 | LV | England | South West | EX239PD |  | 225180 | 115445 | 2011 | WON-000414
Engie Power | Flimby Wind Energy Ltd | Wind | Onshore | No | Wind |  | 6.15 | LV | England | North West | CA158SU |  | 302500 | 533500 | 2013 | WON-000532
Engie Power | Barlockhart Moor Wind Energy Ltd | Wind | Onshore | No | Wind |  | 8.2 | HV | Scotland | Scotland | DG80JQ |  | 221183 | 555886 | 2013 | WON-000549
Engie Power | Sober Hill Wind Farm Ltd | Wind | Onshore | No | Wind |  | 12.3 | HV | England | Yorkshire and the Humber | YO434TG |  | 480972 | 437663 | 2013 | WON-000564
Engie Power | Blantyre Muir Wind Energy Ltd | Wind | Onshore | No | Wind |  | 12.3 | LV | Scotland | Scotland | G720TR |  | 268888 | 651781 | 2014 | WON-000637
Engie Power | Carsington Wind Energy Ltd | Wind | Onshore | No | Wind |  | 8.2 | LV | England | East Midlands | DE44HF |  | 424640 | 354200 | 2014 | WON-000639
Engie Power | Cairnborrow Wind Energy Ltd | Wind | Onshore | No | Wind |  | 10.25 | HV | Scotland | Scotland | AB544XP |  | 346153 | 841867 | 2017 | WON-001152
EPR | EPR Eye Ltd | Bioenergy | Bioenergy | No | Biomass |  | 14.316 | LV | England | East of England | IP238BW |  | 613050 | 275050 | 1992 | BIO-000134
EPR | EPR Glanford Ltd | Bioenergy | Bioenergy | No | Biomass |  | 14 | HV | England | Yorkshire and the Humber | DN158SB | SE859147 | 486050 | 415050 | 1993 | BIO-000137
EPR | EPR Thetford Ltd | Bioenergy | Bioenergy | No | Biomass |  | 41.5 | LV | England | East of England | IP241LX |  | 585300 | 286900 | 1998 | BIO-000175
EPR | EPR Scotland Ltd | Bioenergy | Bioenergy | No | Biomass |  | 12.5 | LV | Scotland | Scotland | KY50HR |  | 319000 | 695100 | 2000 | BIO-000194
EPR | EPR Ely Ltd | Bioenergy | Bioenergy | No | Biomass |  | 38 | LV | England | East of England | CB62QE |  | 545000 | 279900 | 2001 | BIO-000211
EPR | Ovenden Moor | Wind | Onshore | No | Wind |  | 18 | LV | England | Yorkshire and the Humber | HX2 7UA | SE0430030900 | 404300 | 430900 | 1993 | WON-000140
EPR | Royd Moor | Wind | Onshore | No | Wind |  | 6.5 | LV | England | Yorkshire and the Humber | S36 7RD | SE2200004000 | 422000 | 404000 | 1993 | WON-000142
EPUKi | Lynemouth Power Limited | Bioenergy | Bioenergy | No | Biomass |  | 420 | HV | England | North East | NE639NW |  | 429850 | 590374 | 2018 | BIO-001255
EPUKi | EP SHB LTD | Fossil Fuel | CCGT | No | Natural Gas |  | 1365 | HV | England | Yorkshire and the Humber | DN418BZ | TA228134 | 520457 | 409164 | 1997 | GAS-000169
EPUKi | EP Ballylumford CCGT | Fossil Fuel | CCGT | No | Natural Gas |  | 616 | HV | Northern Ireland | Northern Ireland | BT403RS |  | 156969 | 556595 | 2003 | GAS-000239
EPUKi | EP Langage Ltd | Fossil Fuel | CCGT | No | Natural Gas |  | 905 | HV | England | South West | PL75AW |  | 257085 | 56194 | 2010 | GAS-000376
EPUKi | EP Ballylumford | Fossil Fuel | Single cycle | No | Diesel/Gas Oil |  | 116 | HV | Northern Ireland | Northern Ireland | BT403RS |  | 156969 | 556595 | 1974 | OIL-000116
ESB | Corby Power Station | Fossil Fuel | CCGT | No | Natural Gas |  | 407 | HV | England | East Midlands | NN17 5QT |  | 488447 | 266932 | 1994 | GAS-000146
ESB | CoolkeeraghESB C30 | Fossil Fuel | CCGT | No | Natural Gas |  | 413 | HV | Northern Ireland | Northern Ireland | BT476UL |  | 64846 | 584768 | 2004 | GAS-000248
ESB | Carrington Power | Fossil Fuel | CCGT | No | Natural Gas |  | 884 | HV | England | North West | M314AY |  | 373287 | 393037 | 2016 | GAS-000941
ESB | CoolkeeraghESB GT8 | Fossil Fuel | Single cycle | No | Diesel/Gas Oil |  | 53 | HV | Northern Ireland | Northern Ireland | BT476UL |  | 64846 | 584768 | 1970 | OIL-000109
European Energy A/S | PV@Pendine Solar Farm | Solar | PV | No | Solar |  | 4.9 | LV | Wales | Wales | SA33 4PR | SN2410310103 | 224103 | 210103 | 2016 | SOL-001015
European Energy A/S | Canewdon CIC | Solar | PV | No | Solar |  | 4.99 | LV | England | East of England | SS4 3LW |  | 586831 | 194705 | 2015 | SOL-001384
European Energy A/S | West End Farm PV CIC | Solar | PV | No | Solar |  | 4.88 | LV | England | East Midlands | DN22 0EF | TQ8605694401 | 586056 | 194401 | 2016 | SOL-001385
European Energy A/S | High Leas PV | Solar | PV | No | Solar |  | 4.88 | LV | England | East Midlands | LN11 8PJ | TF3962982380 | 539629 | 382380 | 2015 | SOL-001386
European Energy A/S | Canewdon PV | Solar | PV | No | Solar |  | 4.99 | LV | England | East of England | SS4 3LW |  | 586831 | 194705 | 2015 | SOL-001387
European Energy A/S | Woodhouse PV | Solar | PV | No | Solar |  | 4.88 | LV | England | North East | SR5 3NS | NZ5990215917 | 459902 | 515917 | 2017 | SOL-001388
European Energy A/S | West End Farm PV | Solar | PV | No | Solar |  | 4.88 | LV | England | East Midlands | DN22 0EF | TQ8605694401 | 586056 | 194401 | 2016 | SOL-001389
European Energy A/S | Bubney | Solar | PV | No | Solar |  | 40.36 | LV | England | East Midlands | SY13 4QH | SJ5134442321 | 351344 | 342321 | 2023 | SOL-001576
European Energy A/S | Parc Cynog | Wind | Onshore | No | Wind |  | 3.6 | LV | Wales | Wales | SA33 4PY | SN2550009500 | 225500 | 209500 | 2001 | WON-000214
European Energy A/S | Pendine Wind Farm Limited | Wind | Onshore | No | Wind |  | 4.8 | LV | Wales | Wales | SA33 4PY | SN2523009760 | 225230 | 209760 | 2009 | WON-000368
Falck Renewables SpA | Cambrian | Wind | Onshore | No | Wind |  | 58.5 | LV | Wales | Wales | SY233LE |  | 281000 | 280000 | 2005 | WON-000271
Falck Renewables SpA | Boyndie | Wind | Onshore | No | Wind |  | 16.3 | LV | Scotland | Scotland |  | NJ613641 | 364000 | 862000 | 2006 | WON-000300
Falck Renewables SpA | Earlsburn | Wind | Onshore | No | Wind |  | 37.5 | LV | Scotland | Scotland |  | NS697882 | 269652 | 688422 | 2007 | WON-000308
Falck Renewables SpA | Ben Aketil | Wind | Onshore | No | Wind |  | 27.6 | LV | Scotland | Scotland |  | NG311485 | 132500 | 846500 | 2007 | WON-000318
Falck Renewables SpA | Kilbraur | Wind | Onshore | No | Wind |  | 67.5 | HV | Scotland | Scotland |  | NC788078 | 278550 | 907550 | 2008 | WON-000337
Falck Renewables SpA | Millennium | Wind | Onshore | No | Wind |  | 65 | HV | Scotland | Scotland |  | NH265106 | 225679 | 810840 | 2008 | WON-000340
Falck Renewables SpA | Nutberry | Wind | Onshore | No | Wind |  | 15 | LV | Scotland | Scotland |  | NS777322 | 279021 | 635662 | 2013 | WON-000555
Falck Renewables SpA | West Browncastle | Wind | Onshore | No | Wind |  | 30 | LV | Scotland | Scotland |  | NS619426 | 261117 | 642821 | 2014 | WON-000643
Falck Renewables SpA | Kingsburn | Wind | Onshore | No | Wind |  | 22.5 | LV | Scotland | Scotland |  | NS668898 | 266606 | 686412 | 2016 | WON-000952
Falck Renewables SpA | Spaldington | Wind | Onshore | No | Wind |  | 11.75 | LV | England | Yorkshire and the Humber |  | SE753329 | 475377 | 431986 | 2016 | WON-000953
Falck Renewables SpA | Assel Valley | Wind | Onshore | No | Wind |  | 25 | LV | Scotland | Scotland |  | NX211938 | 223370 | 595995 | 2016 | WON-000966
Falck Renewables SpA | Auchrobert | Wind | Onshore | No | Wind |  | 38.76 | LV | Scotland | Scotland |  | NS760392 | 275154 | 638500 | 2017 | WON-001166
Foresight Group | Shotwick | Solar | PV | No | Solar |  | 72.21 | LV | Wales | Wales | CH52UA |  | 332888 | 371036 | 2016 | SOL-001032
Foresight Group | Moel Moelogan | Wind | Onshore | No | Wind |  | 2.6 | LV | Wales | Wales | LL26 0NY | SH8461962203 | 284619 | 362203 | 2003 | WON-000247
Foresight Group | Moel Moelogan 2 | Wind | Onshore | No | Wind |  | 11.7 | LV | Wales | Wales | LL26 0NY | SH8470061300 | 284700 | 361300 | 2008 | WON-000347
Foresight Group | Frodsham Wind Farm | Wind | Onshore | No | Wind |  | 50.35 | LV | England | North West | CH24LB | SJ 466 762 | 348635 | 376504 | 2017 | WON-001150
Fred Olsen Renewables | Brockloch Rig 1 | Wind | Onshore | No | Wind |  | 21.6 | HV | Scotland | Scotland | KA16 0TU | NS6150002500 | 261500 | 602500 | 1996 | WON-000167
Fred Olsen Renewables | Crystal Rig | Wind | Onshore | No | Wind |  | 62.5 | LV | Scotland | Scotland | EH42 1SH | NT6800067000 | 368000 | 667000 | 2003 | WON-000243
Fred Olsen Renewables | Crystal Rig II | Wind | Onshore | No | Wind |  | 138 | HV | Scotland | Scotland | EH42 1SH | NT6700067500 | 367000 | 667500 | 2010 | WON-000246
Fred Olsen Renewables | Rothes | Wind | Onshore | No | Wind |  | 50.6 | LV | Scotland | Scotland | IV36 2RZ | NJ1840055900 | 318400 | 855900 | 2005 | WON-000261
Fred Olsen Renewables | Pauls Hill | Wind | Onshore | No | Wind |  | 64.4 | LV | Scotland | Scotland | IV36 2RZ | NJ1150540495 | 311505 | 840495 | 2006 | WON-000279
Fred Olsen Renewables | Rothes II | Wind | Onshore | No | Wind |  | 41.4 | LV | Scotland | Scotland | IV36 2RZ | NJ1850050500 | 318500 | 850500 | 2013 | WON-000541
Fred Olsen Renewables | Mid Hill | Wind | Onshore | No | Wind |  | 75.9 | LV | Scotland | Scotland | AB39 3TE | NO7054086500 | 370540 | 786500 | 2014 | WON-000556
Fred Olsen Renewables | Crystal Rig III | Wind | Onshore | No | Wind |  | 13.8 | HV | Scotland | Scotland | EH42 1SH | NT6856272486 | 368562 | 672486 | 2016 | WON-000974
Fred Olsen Renewables | Brockloch Rig | Wind | Onshore | No | Wind |  | 61.5 | HV | Scotland | Scotland | KA16 0TU | NX6516096516 | 265160 | 596516 | 2017 | WON-001175
Greencoat Capital | Llancayo | Solar | PV | No | Solar |  | 4.9991 | LV | Wales | Wales | NP151HY |  | 336790 | 203067 | 2011 | SOL-000440
Greencoat Capital | Manor Farm | Solar | PV | No | Solar |  | 4.869 | LV | England | South East | P0229NR |  | 355189 | 130227 | 2011 | SOL-000445
Greencoat Capital | Springhill | Solar | PV | No | Solar |  | 4.9477 | LV | England | South West | WR127LB |  | 413653 | 235615 | 2011 | SOL-000446
Greencoat Capital | Islip | Solar | PV | No | Solar |  | 4.9912 | LV | England | East Midlands | NN143LT |  | 497983 | 279596 | 2013 | SOL-000479
Greencoat Capital | Grange Farm | Solar | PV | No | Solar |  | 5.8022 | LV | England | South West | TA210BU |  | 229006 | 92956 | 2013 | SOL-000571
Greencoat Capital | Limberlost | Solar | PV | No | Solar |  | 1.594 | LV | England | South East | RG198BR |  | 453510 | 164953 | 2013 | SOL-000576
Greencoat Capital | Redbridge | Solar | PV | No | Solar |  | 6.4832 | LV | England | South West | DT28DY |  | 377194 | 88984 | 2014 | SOL-000607
Greencoat Capital | Bicester | Solar | PV | No | Solar |  | 18.4 | LV | England | South East | OX252ND |  | 459052 | 218811 | 2013 | SOL-000622
Greencoat Capital | Wrangle | Solar | PV | No | Solar |  | 10.795 | LV | England | East Midlands | PE220PZ |  | 538495 | 348945 | 2014 | SOL-000678
Greencoat Capital | Stonebarrow | Solar | PV | No | Solar |  | 7.485 | LV | England | South West | EX135UL |  | 334899 | 98840 | 2014 | SOL-000702
Greencoat Capital | Stowbridge | Solar | PV | No | Solar |  | 24.323 | LV | England | East of England | CB63LF |  | 551252 | 272416 | 2014 | SOL-000703
Greencoat Capital | Westover | Solar | PV | No | Solar |  | 7.0416 | LV | England | South East | SP117SE |  | 434623 | 140438 | 2014 | SOL-000706
Greencoat Capital | Stables | Solar | PV | No | Solar |  | 1.966 | LV | England | East Midlands | CV136EB |  | 440233 | 297103 | 2014 | SOL-000728
Greencoat Capital | Grange Farm | Solar | PV | No | Solar |  | 21.0984 | LV | England | South West | BS361RR |  | 363968 | 182366 | 2014 | SOL-000734
Greencoat Capital | Winnards | Solar | PV | No | Solar |  | 4.4528 | LV | England | South West | TR96DG |  | 192864 | 66586 | 2015 | SOL-000767
Greencoat Capital | Bluegates | Solar | PV | No | Solar |  | 10.6972 | LV | England | East of England | CO78DE |  | 607018 | 222279 | 2015 | SOL-000771
Greencoat Capital | Rowles | Solar | PV | No | Solar |  | 12.762 | LV | England | South East | OX253QQ |  | 453433 | 216448 | 2015 | SOL-000777
Greencoat Capital | Flit | Solar | PV | No | Solar |  | 10.4652 | LV | England | South East | OX51PH | SP4877412010 | 448774 | 212010 | 2015 | SOL-000780
Greencoat Capital | Christchurch | Solar | PV | No | Solar |  | 17.9266 | LV | England | South West | BH237AA |  | 417714 | 95129 | 2015 | SOL-000785
Greencoat Capital | Egmanton | Solar | PV | No | Solar |  | 14.1085 | LV | England | East Midlands | NG220HH |  | 474907 | 368832 | 2015 | SOL-000786
Greencoat Capital | Aston Clinton | Solar | PV | No | Solar |  | 24.2423 | LV | England | South East | HP225DY |  | 484594 | 215796 | 2015 | SOL-000790
Greencoat Capital | Dunkeswell | Solar | PV | No | Solar |  | 2.7951 | LV | England | South West |  | EX144RD | 313746 | 107938 | 2015 | SOL-000792
Greencoat Capital | Homestead | Solar | PV | No | Solar |  | 17.7125 | LV | England | East Midlands | NN127LS |  | 473845 | 244756 | 2015 | SOL-000794
Greencoat Capital | Hunciecroft | Solar | PV | No | Solar |  | 7.619 | LV | England | East Midlands | S803ND |  | 454513 | 373909 | 2015 | SOL-000795
Greencoat Capital | New Kaine | Solar | PV | No | Solar |  | 1.8748 | LV | England | South East | ME97HP |  | 584858 | 166460 | 2015 | SOL-000797
Greencoat Capital | New Stone House | Solar | PV | No | Solar |  | 11.4768 | LV | England | South East | OX252PT |  | 455811 | 219330 | 2015 | SOL-000798
Greencoat Capital | Chapel Hill | Solar | PV | No | Solar |  | 10.0703 | LV | Wales | Wales | SA715HY |  | 196092 | 197842 | 2015 | SOL-000821
Greencoat Capital | Saron | Solar | PV | No | Solar |  | 6.3326 | LV | Wales | Wales | SA183TW |  | 260904 | 212664 | 2015 | SOL-000824
Greencoat Capital | Hendai | Solar | PV | No | Solar |  | 13.3954 | LV | Wales | Wales | CF82 8FU | CF828FU | 312392 | 197842 | 2015 | SOL-000829
Greencoat Capital | Weston Longville | Solar | PV | No | Solar |  | 7.5686 | LV | England | East of England | NR9 5JF | NR95JF | 610220 | 315069 | 2015 | SOL-000832
Greencoat Capital | Gaultney | Solar | PV | No | Solar |  | 21.558 | LV | England | East Midlands | NN142SW | SP8117783964 | 481177 | 283964 | 2015 | SOL-000833
Greencoat Capital | Garvinack | Solar | PV | No | Solar |  | 9.6228 | LV | England | South West | TR49EP |  | 177775 | 47586 | 2015 | SOL-000834
Greencoat Capital | Coombe | Solar | PV | No | Solar |  | 7.2785 | LV | England | South West | EX85AZ |  | 301187 | 84681 | 2015 | SOL-000835
Greencoat Capital | Isle of Wight | Solar | PV | No | Solar |  | 6.2264 | LV | England | South East | PO334RW |  | 452614 | 90511 | 2015 | SOL-000836
Greencoat Capital | Place Farm | Solar | PV | No | Solar |  | 6.7917 | LV | England | South East | TN262LX |  | 597181 | 132855 | 2015 | SOL-000838
Greencoat Capital | Malmaynes | Solar | PV | No | Solar |  | 14.8262 | LV | England | South East | ME39SQ |  | 580664 | 175335 | 2015 | SOL-000839
Greencoat Capital | Littlewood | Solar | PV | No | Solar |  | 13.728 | LV | England | South East | MK197NF |  | 482105 | 247071 | 2015 | SOL-000840
Greencoat Capital | Moat Farm | Solar | PV | No | Solar |  | 4.6176 | LV | England | East Midlands | DN228QX |  | 466600 | 384353 | 2015 | SOL-000841
Greencoat Capital | Upper Farm | Solar | PV | No | Solar |  | 10.0105 | LV | England | South East | SO249RY |  | 463453 | 141758 | 2015 | SOL-000843
Greencoat Capital | Rhydypandy | Solar | PV | No | Solar |  | 6.3801 | LV | Wales | Wales | SA66NX |  | 265957 | 200658 | 2015 | SOL-000844
Greencoat Capital | Wilton | Solar | PV | No | Solar |  | 9.4838 | LV | England | South West | PL125BX |  | 231509 | 58873 | 2015 | SOL-000846
Greencoat Capital | Hoplass | Solar | PV | No | Solar |  | 10.3428 | LV | Wales | Wales | SA715TG |  | 190875 | 200362 | 2015 | SOL-000848
Greencoat Capital | Radstone | Solar | PV | No | Solar |  | 5.2204 | LV | England | East Midlands | NN135PY |  | 458697 | 239909 | 2015 | SOL-000851
Greencoat Capital | Hendre Fawr | Solar | PV | No | Solar |  | 11.6259 | LV | Wales | Wales | CF449RJ |  | 291347 | 206062 | 2015 | SOL-000852
Greencoat Capital | Aston House | Solar | PV | No | Solar |  | 19.8266 | LV | England | East Midlands | DE6 5AG | DE65AG | 416833 | 331778 | 2015 | SOL-000853
Greencoat Capital | Morton Solar | Solar | PV | No | Solar |  | 28.0954 | LV | England | East Midlands | DN228HD |  | 467120 | 379462 | 2015 | SOL-000854
Greencoat Capital | Welbeck | Solar | PV | No | Solar |  | 16.0384 | LV | England | East Midlands | NG229EY |  | 460619 | 372696 | 2015 | SOL-000857
Greencoat Capital | Gedulah | Solar | PV | No | Solar |  | 18.33 | LV | England | North West | CA73JU | NY1485143478 | 314851 | 543478 | 2015 | SOL-000861
Greencoat Capital | Rolleston | Solar | PV | No | Solar |  | 18.003 | LV | England | West Midlands | DE139HH |  | 421291 | 326955 | 2015 | SOL-000875
Greencoat Capital | Bentham | Solar | PV | No | Solar |  | 11.051 | LV | England | South West | SN54JB |  | 407114 | 189633 | 2015 | SOL-000876
Greencoat Capital | Bedborough | Solar | PV | No | Solar |  | 4.999 | LV | England | South West | BH217BQ |  | 404920 | 101836 | 2015 | SOL-000883
Greencoat Capital | Slade Farm | Solar | PV | No | Solar |  | 4.0966 | LV | England | South West | TQ72HE |  | 274224 | 45194 | 2015 | SOL-000886
Greencoat Capital | FannyHouse | Solar | PV | No | Solar |  | 4.942 | LV | England | North West | LA33EF |  | 342598 | 462146 | 2015 | SOL-000892
Greencoat Capital | Guston | Solar | PV | No | Solar |  | 4.9993 | LV | England | South East | CT155EW |  | 632877 | 144096 | 2015 | SOL-000902
Greencoat Capital | Long Meadow | Solar | PV | No | Solar |  | 4.1198 | LV | England | South East | LU79DY |  | 493475 | 217559 | 2015 | SOL-000913
Greencoat Capital | Margate | Solar | PV | No | Solar |  | 3.366 | LV | England | South West | PL311HE |  | 208657 | 66512 | 2015 | SOL-000916
Greencoat Capital | Great Seabrook | Solar | PV | No | Solar |  | 4.965 | LV | England | South East | LU79DY |  | 493192 | 217705 | 2015 | SOL-000923
Greencoat Capital | Ferry Farm | Solar | PV | No | Solar |  | 4.924 | LV | England | South East | PO209DZ |  | 485830 | 96047 | 2015 | SOL-000931
Greencoat Capital | Canopus | Solar | PV | No | Solar |  | 4.9986 | LV | England | East Midlands | PE227BE |  | 530597 | 347613 | 2015 | SOL-000935
Greencoat Capital | Burnham Wick | Solar | PV | No | Solar |  | 4.9992 | LV | England | East of England | CM08LU |  | 596876 | 195875 | 2015 | SOL-000936
Greencoat Capital | Upper Wick | Solar | PV | No | Solar |  | 4.9986 | LV | England | South West | GL116DE |  | 371550 | 195850 | 2015 | SOL-000937
Greencoat Capital | ScottowMoor | Solar | PV | No | Solar |  | 33.68 | LV | England | East of England | NR105FB |  | 626488 | 323770 | 2015 | SOL-000939
Greencoat Capital | Five Oaks | Solar | PV | No | Solar |  | 4.9997 | LV | England | South East | RH149AZ |  | 509003 | 130058 | 2016 | SOL-000986
Greencoat Capital | SMSL1 | Solar | PV | No | Solar |  | 4.7696 | LV | England | East of England | NR105FB |  | 626626 | 322780 | 2016 | SOL-000988
Greencoat Capital | Eveley | Solar | PV | No | Solar |  | 49.328 | LV | England | South East | SO206SA |  | 432815 | 133266 | 2016 | SOL-000997
Greencoat Capital | Ford | Solar | PV | No | Solar |  | 11.5699 | LV | England | South East | BN443AT |  | 517748 | 117195 | 2016 | SOL-000999
Greencoat Capital | LowerHouse | Solar | PV | No | Solar |  | 8.2237 | LV | Wales | Wales | NP151JU |  | 334870 | 204817 | 2016 | SOL-001001
Greencoat Capital | Sellindge | Solar | PV | No | Solar |  | 11.2093 | LV | England | South East | TN256EE |  | 608480 | 137870 | 2016 | SOL-001007
Greencoat Capital | Trowle | Solar | PV | No | Solar |  | 4.9986 | LV | England | South West | BA149BR |  | 383857 | 158625 | 2016 | SOL-001008
Greencoat Capital | Bryn Bachau | Solar | PV | No | Solar |  | 4.5721 | LV | Wales | Wales | LL536RQ |  | 243136 | 336998 | 2016 | SOL-001009
Greencoat Capital | Bent Spur | Solar | PV | No | Solar |  | 4.992 | LV | England | North West | BL48SJ |  | 375173 | 404114 | 2016 | SOL-001012
Greencoat Capital | Swindon | Solar | PV | No | Solar |  | 60.8926 | LV | England | South West | SN49NS |  | 413029 | 179126 | 2016 | SOL-001017
Greencoat Capital | SMSL2 | Solar | PV | No | Solar |  | 4.8905 | LV | England | East of England | NR105FB |  | 625975 | 323016 | 2016 | SOL-001019
Greencoat Capital | SMSL3 | Solar | PV | No | Solar |  | 4.9524 | LV | England | East of England | NR105FB |  | 625975 | 323016 | 2016 | SOL-001020
Greencoat Capital | SMSL4 | Solar | PV | No | Solar |  | 3.6445 | LV | England | East of England | NR105FB |  | 625975 | 323016 | 2016 | SOL-001021
Greencoat Capital | Bobbing | Solar | PV | No | Solar |  | 11.6012 | LV | England | South East | ME97HZ |  | 586894 | 165757 | 2016 | SOL-001027
Greencoat Capital | Outwood | Solar | PV | No | Solar |  | 4.9701 | LV | England | East of England | CM112TX |  | 568931 | 193607 | 2016 | SOL-001028
Greencoat Capital | Lagness | Solar | PV | No | Solar |  | 4.847 | LV | England | South East | PO201LR |  | 490675 | 101234 | 2016 | SOL-001029
Greencoat Capital | Seaview | Solar | PV | No | Solar |  | 1.8774 | LV | Wales | Wales | CF365TB |  | 282388 | 178878 | 2016 | SOL-001030
Greencoat Capital | 30Acres | Solar | PV | No | Solar |  | 3.773 | LV | England | East Midlands | NG208XT |  | 453432 | 367916 | 2016 | SOL-001034
Greencoat Capital | Errol | Solar | PV | No | Solar |  | 12.9994 | LV | Scotland | Scotland | PH27NL |  | 321840 | 721031 | 2016 | SOL-001043
Greencoat Capital | Wilsom Farm | Solar | PV | No | Solar |  | 4.0058 | LV | England | South East | GU343BF |  | 472777 | 138856 | 2016 | SOL-001045
Greencoat Capital | Honeysome | Solar | PV | No | Solar |  | 4.346 | LV | England | East of England | PE166TG |  | 538755 | 286122 | 2016 | SOL-001049
Greencoat Capital | RamseySolar | Solar | PV | No | Solar |  | 4.973 | LV | England | East of England | PE262RU |  | 527862 | 284726 | 2016 | SOL-001051
Greencoat Capital | Newton | Solar | PV | No | Solar |  | 4.9873 | LV | England | East of England | NR148GD |  | 624152 | 306192 | 2016 | SOL-001053
Greencoat Capital | Severn Beach | Solar | PV | No | Solar |  | 3.9562 | LV | England | South West | BS354NL |  | 354534 | 184909 | 2016 | SOL-001054
Greencoat Capital | Marchington | Solar | PV | No | Solar |  | 4.9982 | LV | England | West Midlands | DE65GX |  | 416198 | 330270 | 2016 | SOL-001056
Greencoat Capital | Tower Hayes | Solar | PV | No | Solar |  | 4.9991 | LV | England | East Midlands | LE671FH |  | 444576 | 310822 | 2016 | SOL-001060
Greencoat Capital | Carnemough | Solar | PV | No | Solar |  | 10.1403 | LV | England | South West | TR24EL |  | 191629 | 52065 | 2016 | SOL-001062
Greencoat Capital | Kinmel 1 | Solar | PV | No | Solar |  | 4.9986 | LV | Wales | Wales | LL229SD |  | 298420 | 377733 | 2016 | SOL-001063
Greencoat Capital | Merston | Solar | PV | No | Solar |  | 4.999 | LV | England | South East | PO201LL |  | 489440 | 102825 | 2016 | SOL-001064
Greencoat Capital | Carlam Hill Education | Solar | PV | No | Solar |  | 4.998 | LV | England | Yorkshire and the Humber | HU75YX | TA1100036000 | 511000 | 436000 | 2016 | SOL-001065
Greencoat Capital | Rhewl 1 | Solar | PV | No | Solar |  | 3.0415 | LV | Wales | Wales | NP166AG | ST4949093050 | 349490 | 193050 | 2016 | SOL-001066
Greencoat Capital | Sudbrook | Solar | PV | No | Solar |  | 4.998 | LV | Wales | Wales | NP265SR |  | 350024 | 187852 | 2016 | SOL-001068
Greencoat Capital | Kinmel 2 | Solar | PV | No | Solar |  | 4.992 | LV | Wales | Wales | LL229SG |  | 296340 | 376905 | 2016 | SOL-001071
Greencoat Capital | Ashby | Solar | PV | No | Solar |  | 4.7991 | LV | England | East Midlands | LE652UN |  | 434525 | 317774 | 2016 | SOL-001094
Greencoat Capital | Balcombe | Solar | PV | No | Solar |  | 4.9608 | LV | England | South East | RH194QS |  | 535377 | 132854 | 2016 | SOL-001100
Greencoat Capital | Huntspill | Solar | PV | No | Solar |  | 4.993 | LV | England | South West | TA93PN |  | 332877 | 144342 | 2016 | SOL-001103
Greencoat Capital | Shuttleworth | Solar | PV | No | Solar |  | 4.9991 | LV | England | North West | BB74LL |  | 382296 | 448048 | 2016 | SOL-001105
Greencoat Capital | Wilbees | Solar | PV | No | Solar |  | 4.9987 | LV | England | South East | BN266RU |  | 554339 | 106829 | 2016 | SOL-001107
Greencoat Capital | Basin Bridge | Solar | PV | No | Solar |  | 4.9896 | LV | England | East Midlands | CV136JJ | SP3952296115 | 439522 | 296115 | 2016 | SOL-001109
Greencoat Capital | Pantymoch | Solar | PV | No | Solar |  | 4.992 | LV | Wales | Wales | SA132UT |  | 277876 | 190467 | 2016 | SOL-001110
Greencoat Capital | Royston | Solar | PV | No | Solar |  | 4.96 | LV | England | East of England | SG85UT |  | 535667 | 242584 | 2015 | SOL-001111
Greencoat Capital | Moor House | Solar | PV | No | Solar |  | 4.9156 | LV | England | North West | CA144JZ |  | 301300 | 525369 | 2016 | SOL-001113
Greencoat Capital | Cranham | Solar | PV | No | Solar |  | 2.9987 | LV | England | London | RM143NU |  | 558400 | 187089 | 2016 | SOL-001114
Greencoat Capital | Mill Farm | Solar | PV | No | Solar |  | 4.9967 | LV | England | East Midlands | NG335DP |  | 494872 | 331696 | 2016 | SOL-001116
Greencoat Capital | Bury Green | Solar | PV | No | Solar |  | 4.973 | LV | England | East of England | PE262RY |  | 525500 | 285500 | 2016 | SOL-001120
Greencoat Capital | Eckland Lodge | Solar | PV | No | Solar |  | 3.657 | LV | England | East Midlands | LE168HB |  | 478672 | 284948 | 2016 | SOL-001123
Greencoat Capital | Royston CIC | Solar | PV | No | Solar |  | 4.896 | LV | England | East of England | SG85UT |  | 535667 | 242584 | 2016 | SOL-001125
Greencoat Capital | Pantymoch CIC | Solar | PV | No | Solar |  | 4.896 | LV | Wales | Wales | SA132UT |  | 277876 | 190467 | 2016 | SOL-001126
Greencoat Capital | Wick Road CIC | Solar | PV | No | Solar |  | 2.1994 | LV | England | South West | BS246RR |  | 331664 | 154677 | 2016 | SOL-001127
Greencoat Capital | Wick Road | Solar | PV | No | Solar |  | 4.6627 | LV | England | South West | BS246RR |  | 331664 | 154677 | 2016 | SOL-001128
Greencoat Capital | Bransholme Solar | Solar | PV | No | Solar |  | 4.998 | LV | England | Yorkshire and the Humber | HU75YX |  | 511000 | 436000 | 2016 | SOL-001130
Greencoat Capital | Rolls Royce | Solar | PV | No | Solar |  | 3.2 | LV | England | South West | BS346QA |  | 360460 | 180792 | 2016 | SOL-001133
Greencoat Capital | Rhewl 2 | Solar | PV | No | Solar |  | 3.0716 | LV | Wales | Wales | NP166AG | ST493931 | 349376 | 193176 | 2016 | SOL-001134
Greencoat Capital | Carrowdore | Solar | PV | No | Solar |  | 5.9816 | LV | Northern Ireland | Northern Ireland | BT222HH |  | 169400 | 525454 | 2017 | SOL-001195
Greencoat Capital | Carver Hey | Solar | PV | No | Solar |  | 2.5056 | LV | England | North West | PR44SX |  | 348519 | 423631 | 2017 | SOL-001199
Greencoat Capital | Woodhouse | Solar | PV | No | Solar |  | 4.9795 | LV | England | West Midlands | ST145HY |  | 409432 | 339052 | 2017 | SOL-001205
Greencoat Capital | Brent Broad | Solar | PV | No | Solar |  | 3.7584 | LV | England | South West | BS246RR |  | 332623 | 152727 | 2017 | SOL-001209
Greencoat Capital | Home Farm | Solar | PV | No | Solar |  | 4.9873 | LV | England | South West | GL519RS |  | 393986 | 226037 | 2017 | SOL-001210
Greencoat Capital | Arnawood | Solar | PV | No | Solar |  | 4.992 | LV | England | North West | LA20AE |  | 346363 | 459484 | 2017 | SOL-001211
Greencoat Capital | Bilsborrow | Solar | PV | No | Solar |  | 4.9926 | LV | England | North West | PR30RU |  | 350124 | 439100 | 2017 | SOL-001216
Greencoat Capital | Snettisham | Solar | PV | No | Solar |  | 2.6928 | LV | England | East of England | PE317NE |  | 570621 | 334187 | 2017 | SOL-001217
Greencoat Capital | Otherton | Solar | PV | No | Solar |  | 2.5186 | LV | England | West Midlands | WR65LS |  | 380432 | 254242 | 2017 | SOL-001218
Greencoat Capital | West Strathore | Solar | PV | No | Solar |  | 4.9773 | LV | Scotland | Scotland | KY14DQ |  | 328619 | 697504 | 2017 | SOL-001219
Greencoat Capital | Potters Bar | Solar | PV | No | Solar |  | 4.9981 | LV | England | East of England | EN63DQ |  | 524112 | 202677 | 2017 | SOL-001220
Greencoat Capital | Widehurst | Solar | PV | No | Solar |  | 4.9862 | LV | England | South East | TN129LN |  | 575536 | 142994 | 2017 | SOL-001221
Greencoat Capital | Ainderby | Solar | PV | No | Solar |  | 4.961 | LV | England | Yorkshire and the Humber | DL79PZ |  | 433420 | 492119 | 2017 | SOL-001222
Greencoat Capital | Bann Road | Solar | PV | No | Solar |  | 45.7528 | LV | Northern Ireland | Northern Ireland | BT44 8SD | NW1126271958 | 111262 | 571958 | 2017 | SOL-001223
Greencoat Capital | Cockett Valley | Solar | PV | No | Solar |  | 4.9993 | LV | Wales | Wales | SA54TH |  | 260884 | 195188 | 2017 | SOL-001224
Greencoat Capital | Henley | Solar | PV | No | Solar |  | 4.999 | LV | England | West Midlands | SY66RS |  | 345599 | 288062 | 2017 | SOL-001225
Greencoat Capital | Upper Meadowley | Solar | PV | No | Solar |  | 4.8654 | LV | England | West Midlands | WV166UQ |  | 366792 | 292516 | 2017 | SOL-001228
Greencoat Capital | Wraysbury | Solar | PV | No | Solar |  | 3.049 | LV | England | South East | TW195AH |  | 501492 | 172752 | 2017 | SOL-001229
Greencoat Capital | Berthllwyd | Solar | PV | No | Solar |  | 4.9648 | LV | Wales | Wales | CF371PS |  | 307796 | 188016 | 2017 | SOL-001230
Greencoat Capital | Bodwen | Solar | PV | No | Solar |  | 4.9998 | LV | England | South West | PL268RP |  | 202672 | 60536 | 2017 | SOL-001231
Greencoat Capital | Ebnal Lodge | Solar | PV | No | Solar |  | 4.9894 | LV | England | West Midlands | SY107BL |  | 331810 | 334117 | 2017 | SOL-001232
Greencoat Capital | Sandhutton | Solar | PV | No | Solar |  | 4.9998 | LV | England | Yorkshire and the Humber | YO74RW |  | 439302 | 482532 | 2017 | SOL-001233
Greencoat Capital | Hunger Hill | Solar | PV | No | Solar |  | 4.9958 | LV | England | North East | DL21JZ |  | 433439 | 512522 | 2017 | SOL-001234
Greencoat Capital | Wrea Green | Solar | PV | No | Solar |  | 4.8797 | LV | England | North West | PR42WP |  | 338850 | 431150 | 2017 | SOL-001239
Greencoat Capital | CommonFarm | Solar | PV | No | Solar |  | 3.3364 | LV | England | South West | SN49QJ |  | 413720 | 181837 | 2017 | SOL-001241
Greencoat Capital | Netley | Solar | PV | No | Solar |  | 4.997 | LV | England | South East | SO315FF |  | 446625 | 109005 | 2017 | SOL-001244
Greencoat Capital | West Carclaze | Solar | PV | No | Solar |  | 4.9948 | LV | England | South West | PL268XL |  | 201930 | 55161 | 2017 | SOL-001245
Greencoat Capital | Belper | Solar | PV | No | Solar |  | 4.9979 | LV | England | North East | TS160PS |  | 437351 | 348648 | 2017 | SOL-001246
Greencoat Capital | Carmarthen | Solar | PV | No | Solar |  | 4.7012 | LV | Wales | Wales | SA312LS |  | 0 | 0 | 2017 | SOL-001247
Greencoat Capital | Clay Cross | Solar | PV | No | Solar |  | 4.9928 | LV | England | North West | CA141LG |  | 301000 | 532000 | 2017 | SOL-001248
Greencoat Capital | Lisburn | Solar | PV | No | Solar |  | 20.5 | LV | Northern Ireland | Northern Ireland | BT282SL |  | 134798 | 521384 | 2017 | SOL-001254
Greencoat Capital | Mount Farm | Solar | PV | No | Solar |  | 23.0789 | LV | England | West Midlands | WR12 7JA |  | 404408 | 239674 | 2016 | SOL-001311
Greencoat Capital | Vine Farm | Solar | PV | No | Solar |  | 45.916 | LV | England | East of England | SG8 0HJ | TL3232147623 | 532321 | 247623 | 2016 | SOL-001312
Greencoat Capital | Rose & Crown | Solar | PV | No | Solar |  | 30.107 | LV | England | East of England | PE14 7JB |  | 548440 | 315807 | 2016 | SOL-001313
Greencoat Capital | Laurel Hill | Solar | PV | No | Solar |  | 14.202 | LV | Northern Ireland | Northern Ireland | BT251JS | NW2348809151 | 123488 | 509151 | 2018 | SOL-001369
Greencoat Capital | Trefullock | Solar | PV | No | Solar |  | 4.9979 | LV | England | South West | TR85BH | SW8984056035 | 189840 | 56035 | 2011 | SOL-001382
Greencoat Capital | Thornham | Solar | PV | No | Solar |  | 20.627 | LV | England | East of England | PE365LH | SK7640878677 | 476408 | 378677 | 2022 | SOL-001383
Greencoat Capital | Beech Farm | Solar | PV | No | Solar |  | 4.3027 | LV | England | South West | SN67SE | SU1799990239 | 417999 | 190239 | 2016 | SOL-001409
Greencoat Capital | Dove View | Solar | PV | No | Solar |  | 4.5652 | LV | England | West Midlands | ST148JY | SK1289531114 | 412895 | 331114 | 2016 | SOL-001410
Greencoat Capital | Hurcott | Solar | PV | No | Solar |  | 9.9965 | LV | England | South West | TA190JS | ST3924915679 | 339249 | 115679 | 2015 | SOL-001411
Greencoat Capital | Turweston | Solar | PV | No | Solar |  | 16.4448 | LV | England | South East | NN135YD | SP6156038176 | 461560 | 238176 | 2014 | SOL-001412
Greencoat Capital | Streetfield | Solar | PV | No | Solar |  | 49.9875 | LV | England | West Midlands | LE17 4HS | SP5072682742 | 450726 | 282742 | 2022 | SOL-001415
Greencoat Capital | Carn Nicholas | Solar | PV | No | Solar |  | 9.9 | LV | Wales | Wales | SA17BL | SS6784394294 | 267843 | 194294 | 2023 | SOL-001549
Greencoat Capital | Gorse Lane | Solar | PV | No | Solar |  | 49.9962 | LV | England | East Midlands | NG34 8PF | TF0707541219 | 507075 | 341219 | 2017 | SOL-001571
Greencoat Capital | Thaxted | Solar | PV | No | Solar |  | 48.0035 | LV | England | East of England | CM6 2RD | TL6257532043 | 562575 | 232043 | 2024 | SOL-001572
Greencoat Capital | Bicker Fen | Solar | PV | No | Solar |  | 22.559 | LV | England | East Midlands | PE24 5AZ | TF4668363395 | 546683 | 363395 | 2024 | SOL-001605
Greencoat Capital | Tiln Solar | Solar | PV | No | Solar |  | 61.473 | LV | England | East Midlands | DN22 9JH | SK7116383043 | 471163 | 383043 | 2024 | SOL-001616
Greencoat Capital | Eynsham | Solar | PV | No | Solar |  | 32.0068 | LV | England | South East | OX294BH |  | 0 | 0 | 2024 | SOL-001643
Greencoat Capital | Elms | Solar | PV | No | Solar |  | 27.783 | LV | England | West Midlands | CV35 9DP |  | 0 | 0 | 2024 | SOL-001649
Greencoat Capital | Stokeford | Solar | PV | No | Solar |  | 28.5152 | LV | England | South West | BH20 6AN |  | 0 | 0 | 2024 | SOL-001651
Greencoat Capital | Tappaghan Wind Farm | Wind | Onshore | No | Wind |  | 28.5 | LV | Northern Ireland | Northern Ireland |  | NV4101531174 | 41015 | 531174 | 2005 | WON-000272
Greencoat Capital | Braes of Doune Wind Farm | Wind | Onshore | No | Wind |  | 72 | HV | Scotland | Scotland |  | NN7259010500 | 272590 | 710500 | 2007 | WON-000306
Greencoat Capital | Bin Mountain Wind Farm | Wind | Onshore | No | Wind |  | 9 | LV | Northern Ireland | Northern Ireland |  | NV5714558200 | 57145 | 558200 | 2007 | WON-000312
Greencoat Capital | Slieve Divena | Wind | Onshore | No | Wind |  | 30 | LV | Northern Ireland | Northern Ireland |  | NV6960224593 | 69602 | 524593 | 2009 | WON-000359
Greencoat Capital | North Rhins | Wind | Onshore | No | Wind |  | 22 | LV | Scotland | Scotland |  | NX0198057960 | 201980 | 557960 | 2009 | WON-000360
Greencoat Capital | Carcant Wind Farm | Wind | Onshore | No | Wind |  | 6 | LV | Scotland | Scotland |  | NT3625052850 | 336250 | 652850 | 2010 | WON-000390
Greencoat Capital | Screggagh | Wind | Onshore | No | Wind |  | 20 | LV | Northern Ireland | Northern Ireland |  | NV5456620549 | 54566 | 520549 | 2011 | WON-000413
Greencoat Capital | Church Hill | Wind | Onshore | No | Wind |  | 18.4 | LV | Northern Ireland | Northern Ireland |  | NV3171143769 | 31711 | 543769 | 2012 | WON-000462
Greencoat Capital | Crighshane | Wind | Onshore | No | Wind |  | 32.2 | LV | Northern Ireland | Northern Ireland | BT81 7HS | NV2902142409 | 29021 | 542409 | 2012 | WON-000463
Greencoat Capital | Drone Hill | Wind | Onshore | No | Wind |  | 28.6 | LV | Scotland | Scotland |  | NT8371967227 | 383719 | 667227 | 2012 | WON-000472
Greencoat Capital | Cotton Farm | Wind | Onshore | No | Wind |  | 16.4 | LV | England | East of England |  | TL2327064130 | 523270 | 264130 | 2013 | WON-000512
Greencoat Capital | Earls Hall Farm | Wind | Onshore | No | Wind |  | 10.25 | LV | England | East of England |  | TM1455016860 | 614550 | 216860 | 2013 | WON-000513
Greencoat Capital | Kildrummy | Wind | Onshore | No | Wind |  | 18.4 | LV | Scotland | Scotland |  | NJ5765515170 | 357655 | 815170 | 2013 | WON-000531
Greencoat Capital | Sixpenny Wood | Wind | Onshore | No | Wind |  | 20.5 | LV | England | Yorkshire and the Humber | DN14 7TU | SE7850027500 | 478500 | 427500 | 2013 | WON-000542
Greencoat Capital | Yelvertoft | Wind | Onshore | No | Wind |  | 16.4 | LV | England | East Midlands | NN6 6AS | SP5788775532 | 457887 | 275532 | 2013 | WON-000543
Greencoat Capital | Maerdy | Wind | Onshore | No | Wind |  | 24 | LV | Wales | Wales |  | SS9539099853 | 295390 | 199853 | 2013 | WON-000544
Greencoat Capital | Langhope Rig | Wind | Onshore | No | Wind |  | 16.4 | LV | Scotland | Scotland | TD7 4PQ | NT4051915032 | 340519 | 615032 | 2016 | WON-000563
Greencoat Capital | Boganlea | Wind | Onshore | No | Wind |  | 2.31 | LV | Scotland | Scotland | AB535UY |  | 382155 | 852949 | 2014 | WON-000646
Greencoat Capital | Stroupster | Wind | Onshore | No | Wind |  | 29.9 | LV | Scotland | Scotland |  | ND3425066250 | 334250 | 966250 | 2015 | WON-000757
Greencoat Capital | Corriegarth | Wind | Onshore | No | Wind |  | 69.5 | HV | Scotland | Scotland |  | NH5750013500 | 257500 | 813500 | 2017 | WON-001154
Greencoat Capital | Bishopthorpe | Wind | Onshore | No | Wind |  | 16.4 | LV | England | East Midlands |  | TA3267903330 | 532679 | 403330 | 2017 | WON-001163
Greencoat Capital | Slieve Divena 2 | Wind | Onshore | No | Wind |  | 18.8 | LV | Northern Ireland | Northern Ireland |  | NV6960224593 | 69602 | 524593 | 2017 | WON-001168
Greencoat Capital | Brockaghboy | Wind | Onshore | No | Wind |  | 47.5 | LV | Northern Ireland | Northern Ireland |  | NV9655071846 | 96550 | 571846 | 2017 | WON-001176
Greencoat Capital | Tom Nan Clach | Wind | Onshore | No | Wind |  | 39.1 | HV | Scotland | Scotland |  | NH8650034500 | 286500 | 834500 | 2019 | WON-001282
Greencoat Capital | Windy Rig | Wind | Onshore | No | Wind |  | 43.2 | HV | Scotland | Scotland |  | NS6170000000 | 261700 | 600000 | 2021 | WON-001366
Greencoat Capital | Glen Kyllachy | Wind | Onshore | No | Wind |  | 48.5 | HV | Scotland | Scotland |  | NH7450527480 | 274505 | 827480 | 2021 | WON-001367
Greencoat Capital | Douglas West | Wind | Onshore | No | Wind |  | 44.85 | HV | Scotland | Scotland | ML11 0LU | NS8199231739 | 281992 | 631739 | 2021 | WON-001368
Greencoat Capital | TwentyShilling Hill | Wind | Onshore | No | Wind |  | 37.8 | HV | Scotland | Scotland |  | NS7951204495 | 279512 | 604495 | 2022 | WON-001369
Greencoat Capital | South Kyle | Wind | Onshore | No | Wind |  | 240 | HV | Scotland | Scotland |  | NS5500104272 | 255001 | 604272 | 2023 | WON-001544
Greencoat Capital | Dalquhandy | Wind | Onshore | No | Wind |  | 42 | HV | Scotland | Scotland |  | NS8097434241 | 280974 | 634241 | 2023 | WON-001546
Intergen | Rocksavage Power Company Ltd | Fossil Fuel | CCGT | No | Natural Gas |  | 810 | HV | England | North West | WA7 4FZ |  | 352414 | 377661 | 1998 | GAS-000178
Intergen | Coryton Energy Company Ltd | Fossil Fuel | CCGT | No | Natural Gas |  | 800 | HV | England | South East | SS17 9GN |  | 565166 | 178798 | 2002 | GAS-000222
Intergen | Spalding Energy Company Ltd | Fossil Fuel | CCGT | No | Natural Gas |  | 950 | HV | England | East Midlands | PE11 3BB |  | 524944 | 320245 | 2004 | GAS-000250
Intergen | Spalding Expansion OCGT | Fossil Fuel | Single cycle | No | Natural Gas |  | 300 | HV | England | East Midlands | PE11 3BB | TF256249 | 525689 | 324941 | 2019 | GAS-001280
Lightsource BP | Howbery | Solar | PV | No | Solar |  | 0.7485 | LV | England | South East | TR24EP |  | 461755 | 190325 | 2011 | SOL-000428
Lightsource BP | Moor Solar 1 | Solar | PV | No | Solar |  | 1.6666 | LV | England | East Midlands | PE12 9LE | TF4405523522 | 544055 | 323522 | 2011 | SOL-000429
Lightsource BP | Moor Solar 2 | Solar | PV | No | Solar |  | 1.0675 | LV | England | East Midlands | PE12 9LE | TF4412523559 | 544125 | 323559 | 2011 | SOL-000430
Lightsource BP | Howton | Solar | PV | No | Solar |  | 4.9997 | LV | England | South West | PL126QY |  | 238063 | 62770 | 2011 | SOL-000431
Lightsource BP | Marston | Solar | PV | No | Solar |  | 4.5114 | LV | England | East Midlands | NG322JP |  | 488029 | 342114 | 2011 | SOL-000432
Lightsource BP | Wilburton | Solar | PV | No | Solar |  | 4.99 | LV | England | East of England | CB63PU |  | 547655 | 274082 | 2011 | SOL-000433
Lightsource BP | Promens | Solar | PV | No | Solar |  | 1.6485 | LV | England | East of England | NR347TB |  | 644496 | 288255 | 2011 | SOL-000434
Lightsource BP | Wheal Jane | Solar | PV | No | Solar |  | 1.42 | LV | England | South West | TR3 6EE | SW7741242176 | 177412 | 42176 | 2011 | SOL-000435
Lightsource BP | Walton | Solar | PV | No | Solar |  | 1.7863 | LV | England | South East | KT122EG |  | 511550 | 168450 | 2011 | SOL-000436
Lightsource BP | Benbole | Solar | PV | No | Solar |  | 1.739 | LV | England | South West | PL303EF |  | 202931 | 74850 | 2011 | SOL-000437
Lightsource BP | Crossness | Solar | PV | No | Solar |  | 1.5037 | LV | England | London | SE29AQ |  | 548450 | 180950 | 2011 | SOL-000438
Lightsource BP | Trevemper | Solar | PV | No | Solar |  | 1.6999 | LV | England | South West | TR8 5JR | SW8194659506 | 181946 | 59506 | 2011 | SOL-000444
Lightsource BP | Dunsfold | Solar | PV | No | Solar |  | 2.0006 | LV | England | South East | GU8 4BW | TQ0194436562 | 501944.1 | 136562 | 2011 | SOL-000448
Lightsource BP | Hawton | Solar | PV | No | Solar |  | 4.877 | LV | England | East Midlands | NG243RJ |  | 479632 | 348905 | 2011 | SOL-000449
Lightsource BP | Sandhill | Solar | PV | No | Solar |  | 1.9228 | LV | England | South West | TA4 3BT | ST1618829704 | 316188 | 129704 | 2011 | SOL-000450
Lightsource BP | Fawley (Langley) | Solar | PV | No | Solar |  | 4.9997 | LV | England | South East | SO451AB |  | 445171 | 100816 | 2012 | SOL-000480
Lightsource BP | Chittering | Solar | PV | No | Solar |  | 4.9934 | LV | England | East of England | CB25 9PW | TL5148871214 | 551488 | 271214 | 2012 | SOL-000482
Lightsource BP | Eastacombe | Solar | PV | No | Solar |  | 3.577 | LV | England | South West | EX22 6RP | SX3543599648 | 235435 | 99648 | 2012 | SOL-000483
Lightsource BP | Summerlands | Solar | PV | No | Solar |  | 0.8064 | LV | England | South West | EX174DF |  | 284552 | 108297 | 2012 | SOL-000487
Lightsource BP | Great Knowles | Solar | PV | No | Solar |  | 2.915 | LV | England | South West | EX226JY |  | 232612 | 103213 | 2012 | SOL-000489
Lightsource BP | West Bradley | Solar | PV | No | Solar |  | 1.029 | LV | England | South West | EX168BJ |  | 289684 | 114161 | 2012 | SOL-000490
Lightsource BP | Pont Andrew | Solar | PV | No | Solar |  | 1.5443 | LV | Wales | Wales | CF449UL |  | 252617 | 210675 | 2012 | SOL-000492
Lightsource BP | Ffos Las | Solar | PV | No | Solar |  | 4.9968 | LV | Wales | Wales | SA17 4DE | SN4547805296 | 245478 | 205296 | 2012 | SOL-000497
Lightsource BP | Bodmin | Solar | PV | No | Solar |  | 4.9768 | LV | England | South West | PL312PF |  | 206175 | 68428 | 2012 | SOL-000499
Lightsource BP | Langunnett | Solar | PV | No | Solar |  | 6.174 | LV | England | South West | PL220NQ |  | 215569 | 57824 | 2013 | SOL-000575
Lightsource BP | Manston | Solar | PV | No | Solar |  | 9.831 | LV | England | South East | CT125AU |  | 634574 | 166813 | 2013 | SOL-000580
Lightsource BP | West Farm | Solar | PV | No | Solar |  | 7.63 | LV | Wales | Wales | SA724UN |  | 199608 | 203981 | 2013 | SOL-000599
Lightsource BP | Blatchworthy | Solar | PV | No | Solar |  | 1.4125 | LV | England | South West |  | EX169QH | 250572 | 140713 | 2013 | SOL-000602
Lightsource BP | Five Mile Drive | Solar | PV | No | Solar |  | 3.912 | LV | England | South West | GL569TG |  | 413600 | 235700 | 2013 | SOL-000618
Lightsource BP | Trefinnick | Solar | PV | No | Solar |  | 4.4036 | LV | England | South West | PL178QD |  | 233642 | 74030 | 2013 | SOL-000627
Lightsource BP | Cleave Farm | Solar | PV | No | Solar |  | 4.5644 | LV | England | South West | EX394PU |  | 249891 | 124902 | 2013 | SOL-000628
Lightsource BP | Rudge Hill Farm | Solar | PV | No | Solar |  | 1.0189 | LV | England | South West | DT102AB |  | 378118 | 112656 | 2013 | SOL-000631
Lightsource BP | Says Court | Solar | PV | No | Solar |  | 19.807 | LV | England | South West | BS362NY |  | 368922 | 181730 | 2014 | SOL-000665
Lightsource BP | Westwood | Solar | PV | No | Solar |  | 9.181 | LV | England | South East | CT125AS |  | 635063 | 166833 | 2014 | SOL-000675
Lightsource BP | Fareham | Solar | PV | No | Solar |  | 20.508 | LV | England | South East | PO141AU |  | 456710 | 103840 | 2014 | SOL-000676
Lightsource BP | Knowlton | Solar | PV | No | Solar |  | 11.541 | LV | England | South East | CT31PT |  | 628013 | 153474 | 2014 | SOL-000677
Lightsource BP | Crucis Farm | Solar | PV | No | Solar |  | 16.057 | LV | England | South West | GL75DX |  | 406095 | 202822 | 2014 | SOL-000711
Lightsource BP | Fairwinds | Solar | PV | No | Solar |  | 12.1969 | LV | England | East of England | SS166EB |  | 565725 | 187731 | 2014 | SOL-000713
Lightsource BP | Norrington | Solar | PV | No | Solar |  | 11.145 | LV | England | South West | SN128LT |  | 388259 | 164933 | 2014 | SOL-000715
Lightsource BP | Bury Lane | Solar | PV | No | Solar |  | 22.2159 | LV | England | East of England | SG86DF |  | 537439 | 244200 | 2014 | SOL-000725
Lightsource BP | Epwell | Solar | PV | No | Solar |  | 8.988 | LV | England | South East | OX156HF |  | 436715 | 241041 | 2014 | SOL-000726
Lightsource BP | Brynteg | Solar | PV | No | Solar |  | 14.7866 | LV | Wales | Wales | SA154ND |  | 249621 | 203809 | 2014 | SOL-000731
Lightsource BP | Burnthouse | Solar | PV | No | Solar |  | 4.7624 | LV | England | East of England | PE72HS |  | 534234 | 294198 | 2014 | SOL-000735
Lightsource BP | Primrose Hill | Solar | PV | No | Solar |  | 4.3452 | LV | England | Yorkshire and the Humber | LN85JE |  | 460491 | 428957 | 2015 | SOL-000768
Lightsource BP | Crundale | Solar | PV | No | Solar |  | 43.6643 | LV | Wales | Wales | SA624PY |  | 198922 | 217459 | 2015 | SOL-000770
Lightsource BP | Castle Combe | Solar | PV | No | Solar |  | 15.3274 | LV | England | South West | SN147EY |  | 385003 | 177211 | 2015 | SOL-000778
Lightsource BP | Horam | Solar | PV | No | Solar |  | 8.1151 | LV | England | South East | TN210JB |  | 557342 | 117038 | 2015 | SOL-000782
Lightsource BP | Hill House Farm | Solar | PV | No | Solar |  | 28.3118 | LV | England | South West | GL27AN |  | 375073 | 204169 | 2015 | SOL-000783
Lightsource BP | Burthy | Solar | PV | No | Solar |  | 13.0804 | LV | England | South West | TR85BN |  | 191082 | 55525 | 2015 | SOL-000802
Lightsource BP | Little Neath | Solar | PV | No | Solar |  | 6.135 | LV | Wales | Wales | SA715AA |  | 191001 | 200291 | 2015 | SOL-000803
Lightsource BP | Prestop Park | Solar | PV | No | Solar |  | 15.852 | LV | England | East Midlands | LE652TE |  | 433582 | 316633 | 2015 | SOL-000804
Lightsource BP | Sundorne Grove | Solar | PV | No | Solar |  | 18.226 | LV | England | West Midlands | SY44RR |  | 352826 | 315367 | 2015 | SOL-000805
Lightsource BP | Wrockwardine | Solar | PV | No | Solar |  | 10.468 | LV | England | West Midlands | TF50BJ |  | 361262 | 311911 | 2015 | SOL-000807
Lightsource BP | St Francis | Solar | PV | No | Solar |  | 4.3253 | LV | England | South East | TN339BL |  | 572709 | 111249 | 2015 | SOL-000808
Lightsource BP | Treguff | Solar | PV | No | Solar |  | 3.7365 | LV | Wales | Wales | CF715LT |  | 302265 | 171141 | 2015 | SOL-000815
Lightsource BP | Henbury Quarry | Solar | PV | No | Solar |  | 3.684 | LV | England | South West | BH213QZ |  | 396735 | 97102 | 2015 | SOL-000816
Lightsource BP | Exning | Solar | PV | No | Solar |  | 30.276 | LV | England | East of England | CB80XG |  | 561429 | 263931 | 2015 | SOL-000831
Lightsource BP | Hill Farm | Solar | PV | No | Solar |  | 7.6934 | LV | Wales | Wales | NP117BB |  | 319254 | 192650 | 2015 | SOL-000842
Lightsource BP | Langton (FIT) | Solar | PV | No | Solar |  | 4.3472 | LV | Wales | Wales | SA659RH |  | 194473 | 233813 | 2015 | SOL-000867
Lightsource BP | Maes Bach | Solar | PV | No | Solar |  | 4.5594 | LV | Wales | Wales | CF381SL |  | 310571 | 185789 | 2015 | SOL-000868
Lightsource BP | Shaftesbury | Solar | PV | No | Solar |  | 4.997 | LV | England | South West | SP79HD |  | 386849 | 124179 | 2015 | SOL-000870
Lightsource BP | Upper Clayhill | Solar | PV | No | Solar |  | 4.7492 | LV | England | South East | BN85RR |  | 544648 | 114840 | 2015 | SOL-000872
Lightsource BP | Manor Farm Eggington | Solar | PV | No | Solar |  | 4.992 | LV | England | East of England | LU79PB |  | 495555 | 226052 | 2015 | SOL-000873
Lightsource BP | Hadley Farm | Solar | PV | No | Solar |  | 4.997 | LV | England | West Midlands | SY133AB |  | 351460 | 340636 | 2015 | SOL-000885
Lightsource BP | Bentley Estate | Solar | PV | No | Solar |  | 4.7819 | LV | England | South East | BN86PT |  | 548420 | 117019 | 2015 | SOL-000887
Lightsource BP | Church Farm - Slapton | Solar | PV | No | Solar |  | 4.9848 | LV | England | South East | LU79DY |  | 494241 | 220134 | 2015 | SOL-000888
Lightsource BP | Cold Harbour | Solar | PV | No | Solar |  | 5 | LV | England | Yorkshire and the Humber | YO73NT |  | 444776 | 475104 | 2015 | SOL-000889
Lightsource BP | Nefyn (Tyddyn Cae) | Solar | PV | No | Solar |  | 4.9215 | LV | Wales | Wales | LL536DS |  | 233416 | 338035 | 2015 | SOL-000890
Lightsource BP | School Aycliffe | Solar | PV | No | Solar |  | 5 | LV | England | North East | DL56QE |  | 426142 | 523694 | 2015 | SOL-000891
Lightsource BP | RedHill Farm | Solar | PV | No | Solar |  | 4.7976 | LV | England | South West | TA210DL |  | 308588 | 118087 | 2015 | SOL-000901
Lightsource BP | Lawrence End Park | Solar | PV | No | Solar |  | 5 | LV | England | East of England | LU28PF |  | 513149 | 220690 | 2015 | SOL-000903
Lightsource BP | Hornacott | Solar | PV | No | Solar |  | 4.997 | LV | England | South West | EX226SD |  | 230097 | 95148 | 2015 | SOL-000914
Lightsource BP | Acrefair | Solar | PV | No | Solar |  | 4.997 | LV | Wales | Wales | LL141TU |  | 328224 | 343948 | 2015 | SOL-000919
Lightsource BP | Francis Court | Solar | PV | No | Solar |  | 4.224 | LV | England | South West | EX53LW |  | 297957 | 99694 | 2015 | SOL-000920
Lightsource BP | Sheriffhales | Solar | PV | No | Solar |  | 5 | LV | England | West Midlands | TF118QY |  | 375171 | 312179 | 2015 | SOL-000926
Lightsource BP | Brook Farm | Solar | PV | No | Solar |  | 8.9104 | LV | England | South East | OX251NX |  | 461083 | 217119 | 2015 | SOL-000932
Lightsource BP | Beckton | Solar | PV | No | Solar |  | 0.45264 | LV | England | London | IG110AD |  | 545350 | 181950 | 2016 | SOL-000985
Lightsource BP | Manor Farm | Solar | PV | No | Solar |  | 0.7636 | LV | England | South West | TA117BT |  | 493450 | 102216 | 2011 | SOL-001002
Lightsource BP | QE2 Reservoir | Solar | PV | No | Solar |  | 6.3377 | LV | England | South East | IG110AD |  | 512509 | 167686 | 2016 | SOL-001033
Lightsource BP | Binsted | Solar | PV | No | Solar |  | 4.9979 | LV | England | South East | BN180LN |  | 498131 | 106406 | 2016 | SOL-001038
Lightsource BP | Stragglethorpe | Solar | PV | No | Solar |  | 4.9993 | LV | England | East Midlands | NG123HD |  | 463188 | 336136 | 2016 | SOL-001059
Lightsource BP | Crookedstone | Solar | PV | No | Solar |  | 4.8318 | LV | Northern Ireland | Northern Ireland | BT294EH |  | 129401 | 538723 | 2016 | SOL-001061
Lightsource BP | South Creake | Solar | PV | No | Solar |  | 26.0012 | LV | England | East of England | NR219LY |  | 585483 | 335992 | 2016 | SOL-001074
Lightsource BP | Morfa | Solar | PV | No | Solar |  | 1.999 | LV | Wales | Wales | CF612YT |  | 258062 | 301195 | 2016 | SOL-001076
Lightsource BP | Charity Farm - CfD | Solar | PV | No | Solar |  | 14.4025 | LV | England | West Midlands | SY45SX |  | 345545 | 325520 | 2016 | SOL-001083
Lightsource BP | Bentley Estate 2 | Solar | PV | No | Solar |  | 4.9961 | LV | England | South East | BN86PT |  | 548465 | 117641 | 2016 | SOL-001112
Lightsource BP | Cwrt Henllys | Solar | PV | No | Solar |  | 4.9925 | LV | Wales | Wales | NP447AS |  | 326262 | 191423 | 2016 | SOL-001117
Lightsource BP | Gelli Gron | Solar | PV | No | Solar |  | 3.597 | LV | Wales | Wales | LL536DQ |  | 241787 | 339725 | 2016 | SOL-001118
Lightsource BP | Hill Hall Farm | Solar | PV | No | Solar |  | 4.999 | LV | England | East of England | CM74SH |  | 565650 | 232265 | 2016 | SOL-001119
Lightsource BP | Wick Red Farm | Solar | PV | No | Solar |  | 4.9535 | LV | England | South West | BS240HD |  | 331399 | 154837 | 2016 | SOL-001121
Lightsource BP | Millar Farm | Solar | PV | No | Solar |  | 7.2109 | LV | Northern Ireland | Northern Ireland | BT412JJ |  | 127283 | 546753 | 2017 | SOL-001181
Lightsource BP | Bolsovermoor Quarry | Solar | PV | No | Solar |  | 4.9979 | LV | England | East Midlands | S446XE |  | 449954 | 371271 | 2017 | SOL-001184
Lightsource BP | Fields Farm (Agden) | Solar | PV | No | Solar |  | 4.9975 | LV | England | North West | SY134RB |  | 351085 | 344240 | 2017 | SOL-001185
Lightsource BP | Pen Rhiw | Solar | PV | No | Solar |  | 4.748 | LV | Wales | Wales | CF453UX |  | 304596 | 197986 | 2017 | SOL-001186
Lightsource BP | Safeguard Bradwall | Solar | PV | No | Solar |  | 4.9975 | LV | England | North West | CW100LA |  | 375914 | 363479 | 2017 | SOL-001187
Lightsource BP | Sharland Farm | Solar | PV | No | Solar |  | 2.7711 | LV | England | South West | EX176SJ |  | 274885 | 105456 | 2017 | SOL-001188
Lightsource BP | High Point | Solar | PV | No | Solar |  | 3.7484 | LV | England | West Midlands | DY149AD |  | 366415 | 270925 | 2017 | SOL-001194
Lightsource BP | Green Lane | Solar | PV | No | Solar |  | 4.2299 | LV | England | West Midlands | ST148LQ |  | 414839 | 330919 | 2017 | SOL-001197
Lightsource BP | Middle Balbeggie | Solar | PV | No | Solar |  | 4.9975 | LV | Scotland | Scotland | KY13NW |  | 328584 | 696136 | 2017 | SOL-001204
Lightsource BP | NOR Parsonage Wood | Solar | PV | No | Solar |  | 4.1835 | LV | England | South West | EX226LA |  | 231095 | 102160 | 2017 | SOL-001206
Lightsource BP | Meadow Farm (Thorpe Lanton) | Solar | PV | No | Solar |  | 4.998 | LV | England | East Midlands | LE167TR |  | 472795 | 290643 | 2017 | SOL-001207
Lightsource BP | Park Farm West | Solar | PV | No | Solar |  | 3.9348 | LV | Wales | Wales | NP183NY |  | 331876 | 191657 | 2017 | SOL-001208
Lightsource BP | Pressock | Solar | PV | No | Solar |  | 4.249 | LV | Scotland | Scotland | DD82SN |  | 356791 | 749786 | 2017 | SOL-001226
Lightsource BP | North Tenement | Solar | PV | No | Solar |  | 4.9979 | LV | Wales | Wales | SA623NX |  | 193951 | 212945 | 2017 | SOL-001235
Lightsource BP | Finvoy | Solar | PV | No | Solar |  | 5.9609 | LV | Northern Ireland | Northern Ireland | BT448SD |  | 112523 | 572478 | 2017 | SOL-001240
Lightsource BP | NI Cluster Lough Road | Solar | PV | No | Solar |  | 5.399 | LV | Northern Ireland | Northern Ireland | BT282PQ |  | 129148 | 526209 | 2017 | SOL-001249
Lightsource BP | NI Cluster Knockairn Road | Solar | PV | No | Solar |  | 5.3985 | LV | Northern Ireland | Northern Ireland | BT294UE |  | 131013 | 531722 | 2017 | SOL-001250
Lightsource BP | NI Cluster Hillside | Solar | PV | No | Solar |  | 5.399 | LV | Northern Ireland | Northern Ireland | BT282PQ |  | 129820 | 526363 | 2017 | SOL-001251
Lightsource BP | NI Cluster Moira Road | Solar | PV | No | Solar |  | 5.9371 | LV | Northern Ireland | Northern Ireland | BT294JL |  | 129536 | 531688 | 2017 | SOL-001252
Lightsource BP | NI Cluster Belfast Road | Solar | PV | No | Solar |  | 9.9919 | LV | Northern Ireland | Northern Ireland | BT294TH |  | 134568 | 534503 | 2017 | SOL-001253
Lightsource BP | Maghaberry | Solar | PV | No | Solar |  | 27.099 | LV | Northern Ireland | Northern Ireland | BT282PT |  | 129097 | 520344 | 2018 | SOL-001273
Lightsource BP | Brett Martin | Solar | PV | No | Solar |  | 6.4858 | LV | Northern Ireland | Northern Ireland | BT364QU |  | 141191 | 538562 | 2018 | SOL-001274
Lightsource BP | Pilkington | Solar | PV | No | Solar |  | 2.2968 | LV | England | North West | L407TB |  | 346150 | 408856 | 2019 | SOL-001283
Lightsource BP | Ibstock | Solar | PV | No | Solar |  | 4.8196 | LV | England | West Midlands | LE676HS | SK415110 | 441562 | 311209 | 2020 | SOL-001287
Lightsource BP | Goosehall | Solar | PV | No | Solar |  | 43.2216 | LV | England | East of England | CB250BN | TL5768268685 | 557682 | 268685 | 2020 | SOL-001289
Lightsource BP | Arkwright CIC | Solar | PV | No | Solar |  | 2.4757 |  | England | East Midlands | S44 5DS | SK433719 | 443359 | 371989 | 2015 | SOL-001558
Lightsource BP | Arkwright SPV | Solar | PV | No | Solar |  | 4.9993 |  | England | East Midlands | S44 5DS | SK433719 | 443359 | 371989 | 2015 | SOL-001559
Lightsource BP | Firs Road CIC1 | Solar | PV | No | Solar |  | 4.9421 |  | Wales | Wales | NP7 8SW | SO364152 | 336462 | 215214 | 2015 | SOL-001560
Lightsource BP | Firs Road CIC2 | Solar | PV | No | Solar |  | 4.5531 |  | Wales | Wales | NP7 8SW | SO364152 | 336462 | 215214 | 2015 | SOL-001561
Lightsource BP | Hafod CIC | Solar | PV | No | Solar |  | 2.7793 |  | Wales | Wales | NP13 2ER | SO201036 | 320123 | 203663 | 2015 | SOL-001562
Lightsource BP | Hafod SPV | Solar | PV | No | Solar |  | 4.9514 |  | Wales | Wales | NP13 2ER | SO201036 | 3201233 | 203663 | 2015 | SOL-001563
Lightsource BP | Laceby CIC1 | Solar | PV | No | Solar |  | 4.9999 |  | England | East Midlands | DN37 7LD | TA227047 | 522785 | 404749 | 2015 | SOL-001564
Lightsource BP | Laceby CIC2 | Solar | PV | No | Solar |  | 4.9989 |  | England | East Midlands | DN37 7LD | TA227047 | 522785 | 404749 | 2015 | SOL-001565
Lightsource BP | Llancadle | Solar | PV | No | Solar |  | 4.9873 |  | Wales | Wales | CF62 3AQ | ST0367968416 | 303679 | 168416 | 2015 | SOL-001566
Lightsource BP | Teyrdan CIC | Solar | PV | No | Solar |  | 4.616 |  | England | West Midlands | LL29 8YY | SH877757 | 287715 | 375713 | 2015 | SOL-001567
Lightsource BP | Teyrdan SPV | Solar | PV | No | Solar |  | 4.6847 |  | England | West Midlands | LL29 8YY | SH877757 | 287715 | 375713 | 2015 | SOL-001568
Lightsource BP | Thorne | Solar | PV | No | Solar |  | 4.9933 |  | England | East Midlands | DN8 4NA | TR3338864922 | 470602 | 416004 | 2015 | SOL-001569
Lightsource BP | Watnall | Solar | PV | No | Solar |  | 9.9999 |  | England | East Midlands | NG16 1HY | SK5152246872 | 451522 | 346872 | 2014 | SOL-001570
Lightsource BP | Defford | Solar | PV | No | Solar |  | 49.9961 |  | England | West Midlands |  | WR8 9BP | 390739 | 244947 | 2016 | SOL-001603
LondonEnergy | Londonwaste Ltd | Bioenergy | Bioenergy | No | MSW |  | 58 | LV | England | London | N183AG |  | 535050 | 192550 | 1970 | BIO-000108
Marchwood Power | Marchwood Power | Fossil Fuel | CCGT | No | Natural Gas |  | 898 | HV | England | South East | SO404BD |  | 438274 | 108147 | 2009 | GAS-000354
Moray Offshore Windfarm (East) Ltd | Moray Offshore Windfarm East Limited | Wind | Offshore | No | Wind |  | 950 | HV | Scotland | Scotland | AB43 9BR | ND5900320015 | 359003 | 920015 | 2021 | WOF-001390
Moray Offshore Windfarm (East) Ltd | Moray Offshore Windfarm West Limited | Wind | Offshore | No | Wind |  | 882 | HV | Scotland | Scotland | AB43 9BR |  | 340747 | 912463 | 2024 | WOF-001644
Octopus Investments | Craymarsh | Solar | PV | No | Solar |  | 1.8161 | LV | England | South West | SN126RG |  | 393506 | 162624 | 2012 | SOL-000491
Octopus Investments | Park Wall | Solar | PV | No | Solar |  | 4.998 | LV | England | South West | TA70HY |  | 332133 | 136030 | 2012 | SOL-000495
Octopus Investments | Lenham | Solar | PV | No | Solar |  | 6.6067 | LV | England | South East | ME172HX |  | 589450 | 151072 | 2014 | SOL-000496
Octopus Investments | Bradford | Solar | PV | No | Solar |  | 5.2874 | LV | England | South West | EX226LQ |  | 227973 | 100750 | 2013 | SOL-000566
Octopus Investments | Bratton Fleming | Solar | PV | No | Solar |  | 4.9921 | LV | England | South West | EX327LG |  | 265395 | 137979 | 2013 | SOL-000567
Octopus Investments | Chittering 2 | Solar | PV | No | Solar |  | 6.3046 | LV | England | East of England | CB259PH |  | 551264 | 270881 | 2013 | SOL-000569
Octopus Investments | Ellicombe | Solar | PV | No | Solar |  | 1.3257 | LV | England | South West | EX175LS |  | 274429 | 105004 | 2013 | SOL-000570
Octopus Investments | Hatchlands | Solar | PV | No | Solar |  | 5.2175 | LV | England | South West | TQ97LB |  | 273302 | 59712 | 2013 | SOL-000572
Octopus Investments | Higher Knapp Farm | Solar | PV | No | Solar |  | 1.5116 | LV | England | South West | TA36AY |  | 330222 | 124913 | 2013 | SOL-000573
Octopus Investments | Little T | Solar | PV | No | Solar |  | 5.4439 | LV | England | South West | TR109EF |  | 171916 | 31778 | 2013 | SOL-000577
Octopus Investments | Lovedean | Solar | PV | No | Solar |  | 4.5438 | LV | England | South East | PO80SH |  | 468005 | 112956 | 2013 | SOL-000578
Octopus Investments | Marley Thatch | Solar | PV | No | Solar |  | 6.2227 | LV | England | South West | TQ109LW |  | 271573 | 59890 | 2013 | SOL-000581
Octopus Investments | Newlands | Solar | PV | No | Solar |  | 4.279 | LV | England | South West | EX135SF |  | 333040 | 97434 | 2013 | SOL-000582
Octopus Investments | Ninnis | Solar | PV | No | Solar |  | 3.8822 | LV | England | South West | PL267EN |  | 198252 | 50490 | 2013 | SOL-000583
Octopus Investments | North Perrott Fruit Farm | Solar | PV | No | Solar |  | 0.8232 | LV | England | South West | TA187SN |  | 346475 | 110116 | 2013 | SOL-000584
Octopus Investments | Palfreys Barton | Solar | PV | No | Solar |  | 0.96138 | LV | England | South West | EX167RZ |  | 296533 | 118055 | 2013 | SOL-000586
Octopus Investments | Parkhouse | Solar | PV | No | Solar |  | 6.6405 | LV | England | South East | SP97UZ |  | 422792 | 144085 | 2013 | SOL-000587
Octopus Investments | Rudge Manor | Solar | PV | No | Solar |  | 6.3872 | LV | England | South West | SN82HN |  | 427444 | 169114 | 2013 | SOL-000588
Octopus Investments | Shipton Bellinger | Solar | PV | No | Solar |  | 5.4331 | LV | England | South East | SP40EG |  | 423437 | 143998 | 2013 | SOL-000590
Octopus Investments | Slaughtergate | Solar | PV | No | Solar |  | 1.8385 | LV | England | South West | SP85NH |  | 378233 | 127441 | 2013 | SOL-000592
Octopus Investments | Southcombe Farm | Solar | PV | No | Solar |  | 1.2127 | LV | England | South West | EX215RF |  | 244284 | 111956 | 2013 | SOL-000593
Octopus Investments | Strete | Solar | PV | No | Solar |  | 4.8546 | LV | England | South West | EX52PL |  | 304235 | 94913 | 2013 | SOL-000594
Octopus Investments | Tavells | Solar | PV | No | Solar |  | 5.4106 | LV | England | South East | SO404WH |  | 438181 | 110655 | 2013 | SOL-000595
Octopus Investments | Tregassow | Solar | PV | No | Solar |  | 5.8714 | LV | England | South West | TR49BL |  | 185395 | 49565 | 2013 | SOL-000597
Octopus Investments | Turves | Solar | PV | No | Solar |  | 4.998 | LV | England | East of England | PE72HS |  | 533992 | 294321 | 2013 | SOL-000598
Octopus Investments | Whiddon Farm | Solar | PV | No | Solar |  | 0.89739 | LV | England | South West | EX226PJ |  | 239451 | 97227 | 2013 | SOL-000600
Octopus Investments | Willsland | Solar | PV | No | Solar |  | 3.267 | LV | England | South West | EX215LS |  | 250049 | 104054 | 2013 | SOL-000601
Octopus Investments | Burntstalk Farm | Solar | PV | No | Solar |  | 11.5248 | LV | England | East of England | PE321JA |  | 577721 | 311630 | 2013 | SOL-000603
Octopus Investments | Causilgey | Solar | PV | No | Solar |  | 4.998 | LV | England | South West | TR49EP |  | 177775 | 47586 | 2013 | SOL-000604
Octopus Investments | Chawton | Solar | PV | No | Solar |  | 3.6544 | LV | England | South East | PO318QT |  | 449357 | 93055 | 2013 | SOL-000605
Octopus Investments | Chediston Hall | Solar | PV | No | Solar |  | 12.348 | LV | England | East of England | IP190RA |  | 636663 | 278367 | 2013 | SOL-000606
Octopus Investments | Hewas | Solar | PV | No | Solar |  | 5.9829 | LV | England | South West | TR24EP |  | 191590 | 53161 | 2013 | SOL-000609
Octopus Investments | The Hollies | Solar | PV | No | Solar |  | 8.605 | LV | England | East Midlands | PE244SH |  | 549558 | 363539 | 2013 | SOL-000611
Octopus Investments | Apse New Barn | Solar | PV | No | Solar |  | 3.0658 | LV | England | South East | PO377PS |  | 456363 | 82780 | 2013 | SOL-000612
Octopus Investments | Higher Trenhayle | Solar | PV | No | Solar |  | 2.9322 | LV | England | South West | TR275JU |  | 158256 | 36251 | 2013 | SOL-000613
Octopus Investments | Hollamoor | Solar | PV | No | Solar |  | 2.2363 | LV | England | South West | EX313HX |  | 254698 | 129964 | 2013 | SOL-000621
Octopus Investments | Lexham | Solar | PV | No | Solar |  | 7.9184 | LV | England | East of England | PE322RY |  | 587463 | 319985 | 2013 | SOL-000623
Octopus Investments | Tredown Farm | Solar | PV | No | Solar |  | 1.4348 | LV | England | South West | PL160HH |  | 239431 | 81407 | 2013 | SOL-000624
Octopus Investments | Penhale | Solar | PV | No | Solar |  | 3.5251 | LV | England | South West | PL277RQ |  | 194606 | 71371 | 2013 | SOL-000626
Octopus Investments | Mopley/Cadland | Solar | PV | No | Solar |  | 3.016 | LV | England | South East | SO451YH |  | 444681 | 100949 | 2013 | SOL-000630
Octopus Investments | Bishops Sutton | Solar | PV | No | Solar |  | 12 | LV | England | South East | SO240AA |  | 459558 | 131825 | 2014 | SOL-000663
Octopus Investments | Rew Farm | Solar | PV | No | Solar |  | 5.0627 | LV | England | South West | PL305AW |  | 209034 | 61130 | 2014 | SOL-000668
Octopus Investments | Week Farm 2 | Solar | PV | No | Solar |  | 3.7301 | LV | England | South West | EX387HU |  | 251218 | 119059 | 2014 | SOL-000674
Octopus Investments | Willburton 2 (Mingay Farm) | Solar | PV | No | Solar |  | 19.3208 | LV | England | East of England | CB63PU |  | 547073 | 272967 | 2014 | SOL-000679
Octopus Investments | Hazard | Solar | PV | No | Solar |  | 5.6566 | LV | England | South West | TQ97LN |  | 274991 | 59302 | 2014 | SOL-000680
Octopus Investments | Crapnell Farm | Solar | PV | No | Solar |  | 4.6679 | LV | England | South West | BA53HG |  | 359691 | 145698 | 2014 | SOL-000684
Octopus Investments | Hill Farm (OI) | Solar | PV | No | Solar |  | 10.8443 | LV | England | South East | PO360BB |  | 461387 | 89012 | 2014 | SOL-000685
Octopus Investments | Drapers Farm | Solar | PV | No | Solar |  | 5.9986 | LV | England | East of England | CM31QF |  | 572146 | 220468 | 2014 | SOL-000686
Octopus Investments | Reaches Farm | Solar | PV | No | Solar |  | 6.2436 | LV | England | East of England | IP265LA |  | 573913 | 298817 | 2014 | SOL-000687
Octopus Investments | Meadow Farm | Solar | PV | No | Solar |  | 6.114 | LV | England | East of England | IP264RG |  | 572611 | 296975 | 2014 | SOL-000688
Octopus Investments | Little Morton | Solar | PV | No | Solar |  | 14.289 | LV | England | East Midlands | DN228HE |  | 467187 | 379023 | 2014 | SOL-000689
Octopus Investments | Abbots Ripton | Solar | PV | No | Solar |  | 24.6672 | LV | England | East of England | PE282LQ |  | 522746 | 277158 | 2014 | SOL-000690
Octopus Investments | Manor Farm Dorset | Solar | PV | No | Solar |  | 4.922 | LV | England | South West | SP85PR |  | 377815 | 128359 | 2014 | SOL-000691
Octopus Investments | Lodge Farm | Solar | PV | No | Solar |  | 11.9975 | LV | England | East Midlands | NG139PL |  | 478519 | 341598 | 2014 | SOL-000692
Octopus Investments | Sycamore | Solar | PV | No | Solar |  | 19.0121 | LV | England | South East | TN299SY |  | 601943 | 125385 | 2014 | SOL-000693
Octopus Investments | North Wayton | Solar | PV | No | Solar |  | 8.3982 | LV | England | South West | PL126QQ |  | 242671 | 62588 | 2014 | SOL-000694
Octopus Investments | Hill End Farm | Solar | PV | No | Solar |  | 2.84 | LV | England | South East | RG265HA |  | 462034 | 157344 | 2014 | SOL-000697
Octopus Investments | Pyde Drove | Solar | PV | No | Solar |  | 8.436 | LV | England | South West | TA78DN |  | 335530 | 142499 | 2014 | SOL-000700
Octopus Investments | Spittleborough | Solar | PV | No | Solar |  | 9.1443 | LV | England | South West | SN48ET |  | 408318 | 183058 | 2014 | SOL-000701
Octopus Investments | Stratton Hall | Solar | PV | No | Solar |  | 11.7649 | LV | England | East of England | IP100PL |  | 625674 | 239588 | 2014 | SOL-000704
Octopus Investments | Tillhouse | Solar | PV | No | Solar |  | 10.5105 | LV | England | South West | EX53BG |  | 301013 | 96534 | 2014 | SOL-000705
Octopus Investments | Decoy | Solar | PV | No | Solar |  | 5.3424 | LV | England | South East | PO203TR |  | 492213 | 104099 | 2014 | SOL-000709
Octopus Investments | Ermine Street | Solar | PV | No | Solar |  | 32.4494 | LV | England | East Midlands | NG348QT |  | 499291 | 347452 | 2014 | SOL-000712
Octopus Investments | New Row Farm | Solar | PV | No | Solar |  | 4.4504 | LV | England | South West | BA44JT |  | 363204 | 145130 | 2014 | SOL-000714
Octopus Investments | Pitts Farm | Solar | PV | No | Solar |  | 3.2141 | LV | England | South West | BA53HG |  | 359176 | 146235 | 2014 | SOL-000716
Octopus Investments | Hullavington | Solar | PV | No | Solar |  | 8.316 | LV | England | South West | SN146QP |  | 389154 | 182299 | 2014 | SOL-000721
Octopus Investments | The Hydes | Solar | PV | No | Solar |  | 10.7161 | LV | England | East of England | CM74TX |  | 564210 | 230560 | 2014 | SOL-000722
Octopus Investments | Manston Thorne | Solar | PV | No | Solar |  | 6.1986 | LV | England | South East | CT125DS |  | 633388 | 164922 | 2014 | SOL-000723
Octopus Investments | Ottringham | Solar | PV | No | Solar |  | 6.073 | LV | England | Yorkshire and the Humber | HU120AD |  | 527561 | 424182 | 2014 | SOL-000724
Octopus Investments | Sutton Mawr | Solar | PV | No | Solar |  | 7.524 | LV | Wales | Wales | CF623AB |  | 307224 | 170024 | 2014 | SOL-000727
Octopus Investments | West Hall | Solar | PV | No | Solar |  | 5.511 | LV | Wales | Wales | CF624ZW |  | 302476 | 166946 | 2014 | SOL-000730
Octopus Investments | Clann Farm | Solar | PV | No | Solar |  | 1.489 | LV | England | South West | PL305HD |  | 202639 | 63931 | 2014 | SOL-000732
Octopus Investments | Westwood Farm | Solar | PV | No | Solar |  | 5.1469 | LV | England | East Midlands | NG220PF |  | 471765 | 370062 | 2014 | SOL-000737
Octopus Investments | Walland Farm | Solar | PV | No | Solar |  | 4.9993 | LV | England | South West | EX395DP |  | 235344 | 122223 | 2015 | SOL-000773
Octopus Investments | Wedgehill | Solar | PV | No | Solar |  | 13.5078 | LV | England | South West | BH216SB |  | 406557 | 108809 | 2015 | SOL-000774
Octopus Investments | Bryn Yr Odyn | Solar | PV | No | Solar |  | 14.8971 | LV | Wales | Wales | LL625DE |  | 239600 | 373400 | 2015 | SOL-000788
Octopus Investments | Avenue Farm | Solar | PV | No | Solar |  | 7.6484 | LV | England | East of England | NR147PJ |  | 628770 | 303787 | 2015 | SOL-000791
Octopus Investments | Mount Mill | Solar | PV | No | Solar |  | 11.9998 | LV | England | East Midlands | MK196DG |  | 476366 | 237708 | 2015 | SOL-000796
Octopus Investments | Pitchford | Solar | PV | No | Solar |  | 21.0084 | LV | England | West Midlands | SY5 7DU | SJ5096502668 | 350965 | 302668 | 2015 | SOL-000800
Octopus Investments | Somerton Door | Solar | PV | No | Solar |  | 8.701 | LV | England | South West | TA116JA |  | 347045 | 130025 | 2015 | SOL-000801
Octopus Investments | Wiggin Hill | Solar | PV | No | Solar |  | 11.4436 | LV | England | East of England | PE273LL |  | 530442 | 273663 | 2015 | SOL-000806
Octopus Investments | Oaklands | Solar | PV | No | Solar |  | 6.8544 | LV | England | South West | TN261ER |  | 596397 | 144740 | 2015 | SOL-000809
Octopus Investments | Chisbon | Solar | PV | No | Solar |  | 12.338 | LV | England | East of England | CO168HJ |  | 612862 | 218208 | 2015 | SOL-000810
Octopus Investments | Singrug | Solar | PV | No | Solar |  | 11.9959 | LV | Wales | Wales | NP122BG |  | 319137 | 193566 | 2015 | SOL-000811
Octopus Investments | Trench Farm | Solar | PV | No | Solar |  | 4.997 | LV | Wales | Wales | LL130NA |  | 338419 | 339068 | 2015 | SOL-000812
Octopus Investments | Westerfield | Solar | PV | No | Solar |  | 12.9793 | LV | England | South East | OX183PA |  | 427125 | 209714 | 2015 | SOL-000813
Octopus Investments | Parciau | Solar | PV | No | Solar |  | 12.7195 | LV | Wales | Wales | LL551TS |  | 250255 | 365482 | 2015 | SOL-000814
Octopus Investments | Melbourn Black Peak | Solar | PV | No | Solar |  | 18.9552 | LV | England | East of England | SG87ND |  | 540507 | 244190 | 2015 | SOL-000817
Octopus Investments | Melbourn Muncey Farm | Solar | PV | No | Solar |  | 30.9417 | LV | England | East of England | SG86DG |  | 537951 | 242629 | 2015 | SOL-000818
Octopus Investments | Northmoor | Solar | PV | No | Solar |  | 4.9149 | LV | England | South West | EX226TD |  | 227223 | 97462 | 2015 | SOL-000819
Octopus Investments | Eakring | Solar | PV | No | Solar |  | 11.7931 | LV | England | East Midlands | NG220AN |  | 466033 | 362403 | 2015 | SOL-000820
Octopus Investments | Littleton Farm | Solar | PV | No | Solar |  | 12.0057 | LV | England | South West | DT119QP |  | 388332 | 105051 | 2015 | SOL-000825
Octopus Investments | Rydon Farm | Solar | PV | No | Solar |  | 9.5763 | LV | England | South West | TQ126DB |  | 284136 | 68721 | 2015 | SOL-000826
Octopus Investments | Thoresby | Solar | PV | No | Solar |  | 19.8092 | LV | England | East Midlands | NG229EX |  | 460364 | 370225 | 2015 | SOL-000830
Octopus Investments | Upper Farringdon | Solar | PV | No | Solar |  | 6.1758 | LV | England | South East | GU343HW |  | 471468 | 135482 | 2015 | SOL-000847
Octopus Investments | Bystock Farm | Solar | PV | No | Solar |  | 4.05 | LV | England | South West | EX85ED |  | 302289 | 84362 | 2015 | SOL-000849
Octopus Investments | Six Hills | Solar | PV | No | Solar |  | 18.7387 | LV | England | East Midlands | LE143PR |  | 463321 | 321230 | 2015 | SOL-000850
Octopus Investments | Ryston Farm | Solar | PV | No | Solar |  | 4.6231 | LV | England | East of England | PE380AA |  | 561681 | 302008 | 2015 | SOL-000856
Octopus Investments | Waterloo Farm 1 and 2 | Solar | PV | No | Solar |  | 28.6681 | LV | England | East of England | SG192JW |  | 518826 | 251804 | 2015 | SOL-000858
Octopus Investments | Woodlands Farm | Solar | PV | No | Solar |  | 13.1592 | LV | England | South East | CT34NB |  | 617569 | 163068 | 2015 | SOL-000859
Octopus Investments | Natewood | Solar | PV | No | Solar |  | 8.978 | LV | England | South East | BN273PH |  | 557796 | 107151 | 2015 | SOL-000860
Octopus Investments | Cloford Common Farm | Solar | PV | No | Solar |  | 4.9993 | LV | England | South West | BA114PE |  | 373029 | 143593 | 2015 | SOL-000866
Octopus Investments | Molland Farm | Solar | PV | No | Solar |  | 4.9985 | LV | England | South West | EX363PS |  | 282422 | 126165 | 2015 | SOL-000869
Octopus Investments | Tooley Farm | Solar | PV | No | Solar |  | 4.9985 | LV | England | East of England | CM63AA |  | 564888 | 223424 | 2015 | SOL-000871
Octopus Investments | Barn Farm | Solar | PV | No | Solar |  | 4.692 | LV | England | East of England | CO112UX |  | 615682 | 231393 | 2015 | SOL-000874
Octopus Investments | Birch Estate | Solar | PV | No | Solar |  | 4.998 | LV | England | East of England | CO20NU |  | 593323 | 219800 | 2015 | SOL-000884
Octopus Investments | Mill Hill Farm | Solar | PV | No | Solar |  | 4.9979 | LV | England | Yorkshire and the Humber | YO606QN |  | 463388 | 467066 | 2015 | SOL-000893
Octopus Investments | Averill Farm | Solar | PV | No | Solar |  | 4.9979 | LV | England | East Midlands | DE556HB |  | 441094 | 361390 | 2015 | SOL-000904
Octopus Investments | Ratcliffe House Farm | Solar | PV | No | Solar |  | 3.498 | LV | England | East Midlands | CV93LZ |  | 433432 | 299754 | 2015 | SOL-000905
Octopus Investments | Pollington Airfield | Solar | PV | No | Solar |  | 4.9979 | LV | England | Yorkshire and the Humber | DN140BA |  | 461763 | 420790 | 2015 | SOL-000906
Octopus Investments | Ash Row Farm | Solar | PV | No | Solar |  | 4.9979 | LV | England | Yorkshire and the Humber | LS256JJ |  | 451649 | 433677 | 2015 | SOL-000907
Octopus Investments | Cressing | Solar | PV | No | Solar |  | 4.9939 | LV | England | East of England | CM778PD |  | 579757 | 218798 | 2016 | SOL-001024
Octopus Investments | Short Hazel | Solar | PV | No | Solar |  | 4.9993 | LV | England | East Midlands | DE117BD |  | 433077 | 319883 | 2016 | SOL-001039
Octopus Investments | Blaby | Solar | PV | No | Solar |  | 3.4802 | LV | England | East Midlands | LE85QW |  | 458722 | 296614 | 2016 | SOL-001041
Octopus Investments | Dairy House Farm | Solar | PV | No | Solar |  | 3.366 | LV | England | North West | CW56DN |  | 365834 | 356455 | 2016 | SOL-001042
Octopus Investments | Carlisle Estate | Solar | PV | No | Solar |  | 4.9979 | LV | England | North West | CA57ES |  | 336020 | 546015 | 2016 | SOL-001047
Octopus Investments | Peter Hill | Solar | PV | No | Solar |  | 4.9979 | LV | England | Yorkshire and the Humber | YO614PN |  | 450038 | 473183 | 2016 | SOL-001048
Octopus Investments | Guisborough | Solar | PV | No | Solar |  | 4.9993 | LV | England | North East | TS146QX |  | 460407 | 516083 | 2016 | SOL-001050
Octopus Investments | Caswell | Solar | PV | No | Solar |  | 5.9054 | LV | England | South West | BA229RH |  | 357538 | 109283 | 2016 | SOL-001052
Octopus Investments | Staining Wood | Solar | PV | No | Solar |  | 4.9979 | LV | England | North West | PR43PH |  | 336929 | 432551 | 2016 | SOL-001055
Octopus Investments | Holtwood | Solar | PV | No | Solar |  | 4.9941 | LV | England | East Midlands | DE65JW |  | 412619 | 333405 | 2016 | SOL-001057
Octopus Investments | Peterlee | Solar | PV | No | Solar |  | 4.9972 | LV | England | North East | SR83UJ |  | 440912 | 542443 | 2016 | SOL-001069
Octopus Investments | Brickkiln Lane | Solar | PV | No | Solar |  | 4.9933 | LV | England | East of England | NR148AJ |  | 620403 | 299944 | 2016 | SOL-001072
Octopus Investments | Lawn Lane | Solar | PV | No | Solar |  | 4.3235 | LV | England | West Midlands | WV95BB |  | 390095 | 304875 | 2016 | SOL-001073
Octopus Investments | The Breck | Solar | PV | No | Solar |  | 4.9993 | LV | England | East Midlands | S432NP |  | 442323 | 376116 | 2016 | SOL-001075
Octopus Investments | Deepdale | Solar | PV | No | Solar |  | 4.9972 | LV | England | East Midlands | NG348SH |  | 507434 | 349013 | 2016 | SOL-001082
Octopus Investments | Lochcraigs Farm | Solar | PV | No | Solar |  | 4.992 | LV | Scotland | Scotland | KA204LB |  | 227518 | 643857 | 2017 | SOL-001196
Octopus Investments | Seaton Road | Solar | PV | No | Solar |  | 4.16 | LV | England | East Midlands | LE159BG |  | 487565 | 299395 | 2017 | SOL-001198
Octopus Investments | Stormy Down | Solar | PV | No | Solar |  | 4.672 | LV | Wales | Wales | CF334RS |  | 284154 | 180554 | 2017 | SOL-001227
Octopus Investments | Corntown Solar | Solar | PV | No | Solar |  | 2.4832 | LV | Wales | Wales | CF355FB |  | 293545 | 177153 | 2017 | SOL-001237
Octopus Investments | Penyrheollas | Solar | PV | No | Solar |  | 4.9862 | LV | Wales | Wales | NP120HY |  | 318604 | 201211 | 2017 | SOL-001238
Octopus Investments | Fullerton | Solar | PV | No | Solar |  | 4.3566 | LV | England | South East | SP117HR |  | 437054 | 141581 | 2017 | SOL-001243
Octopus Investments | Pingewood | Solar | PV | No | Solar |  | 15.3666 | LV | England | South East | RG303UG | SU6985269244 | 469852 | 169244 | 2015 | SOL-001413
Octopus Investments | Breach Solar | Solar | PV | No | Solar |  | 67.4436 |  | England | East of England | CB25 0DB | TL603685 | 560313 | 268572 | 2024 | SOL-001608
Orsted | Barrow | Wind | Offshore | No | Wind |  | 90 | HV | England | North West |  | SD1497855827 | 314978 | 455827 | 2006 | WOF-000286
Orsted | Burbo | Wind | Offshore | No | Wind |  | 90 | LV | England | North West |  | SJ2147699706 | 321476 | 399706 | 2008 | WOF-000328
Orsted | Gunfleet Sands 01 | Wind | Offshore | No | Wind |  | 172.8 | HV | England | East of England |  | TM192092 | 622317 | 208468 | 2010 | WOF-000382
Orsted | Walney 01 | Wind | Offshore | No | Wind |  | 368 | HV | England | North West |  | SD0083361449 | 300833 | 461449 | 2011 | WOF-000407
Orsted | Lincs | Wind | Offshore | No | Wind |  | 270 | HV | England | East Midlands |  | TF6702068144 | 567020 | 368144 | 2013 | WOF-000505
Orsted | Gunfleet Sands Demo | Wind | Offshore | No | Wind |  | 12 | HV | England | East of England |  | TM192092 | 620650 | 205297 | 2013 | WOF-000506
Orsted | West of Duddon Sands | Wind | Offshore | No | Wind |  | 389 | HV | England | North West |  | SD0423055334 | 304230 | 455334 | 2014 | WOF-000635
Orsted | Westermost Rough | Wind | Offshore | No | Wind |  | 210 | HV | England | Yorkshire and the Humber |  | TA4167736555 | 541677 | 436555 | 2015 | WOF-000743
Orsted | Burbo Extension | Wind | Offshore | No | Wind |  | 259 | HV | England | North West |  | SJ1581598892 | 315815 | 398892 | 2016 | WOF-000943
Orsted | Walney 03 | Wind | Offshore | No | Wind |  | 330 | HV | England | North West |  | SC9503366313 | 295033 | 466313 | 2017 | WOF-001139
Orsted | Race Bank | Wind | Offshore | No | Wind |  | 573 | HV | England | East of England |  | TF7330063000 | 573300 | 363000 | 2018 | WOF-001256
Orsted | Walney 04 | Wind | Offshore | No | Wind |  | 329 | HV | England | North West |  | SD2003964000 | 320039 | 464000 | 2018 | WOF-001259
Orsted | Hornsea 01 | Wind | Offshore | No | Wind |  | 1218 | HV | England | Yorkshire and the Humber |  | TB2600026000 | 626000 | 426000 | 2019 | WOF-001277
Orsted | Gunfleet Sands 02 | Wind | Offshore | No | Wind |  | 172.8 | HV | England | East of England |  | TM242081 | 624262 | 208150 | 2010 | WOF-001279
Orsted | Walney 02 | Wind | Offshore | No | Wind |  | 368 | HV | England | North West |  | SD0083361449 | 300833 | 461449 | 2012 | WOF-001280
Orsted | Hornsea 02 | Wind | Offshore | No | Wind |  | 1386 | HV | England | Yorkshire and the Humber |  | TB2500026000 | 625000 | 426000 | 2022 | WOF-001365
Part of Drax Group | Drax Power Station Biomass Units | Bioenergy | Bioenergy | No | Biomass |  | 2580 | HV | England | Yorkshire and the Humber | YO88PH |  | 466650 | 427050 | 2013 | BIO-000501
Part of Drax Group | Stonebyres | Hydro | Large Hydro | No | Hydro |  | 6 | LV | Scotland | Scotland | ML119UP |  | 284977.4 | 644040.9 | 1927 | HNF-000001
Part of Drax Group | Bonnington | Hydro | Large Hydro | No | Hydro |  | 11 | LV | Scotland | Scotland | ML119TB |  | 288851.3 | 641742.8 | 1927 | HNF-000002
Part of Drax Group | Drumjohn | Hydro | Small Hydro | No | Hydro |  | 1 | LV | Scotland | Scotland | DG73TJ |  | 252514.4 | 597670.5 | 1984 | HNF-000006
Part of Drax Group | Carsfad | Hydro | Large Hydro | No | Hydro |  | 12 | LV | Scotland | Scotland | DG73ST |  | 259672.5 | 584952.2 | 1936 | HNF-000007
Part of Drax Group | Earlstoun | Hydro | Large Hydro | No | Hydro |  | 14 | LV | Scotland | Scotland | DG73SR |  | 261304.7 | 583126.6 | 1936 | HNF-000008
Part of Drax Group | Kendoon | Hydro | Large Hydro | No | Hydro |  | 24 | LV | Scotland | Scotland | DG73UB |  | 261359.1 | 589083.4 | 1935 | HNF-000009
Part of Drax Group | Glenlee | Hydro | Large Hydro | No | Hydro |  | 24 | LV | Scotland | Scotland | DG73SF |  | 261221.4 | 580243.5 | 1935 | HNF-000010
Part of Drax Group | Tongland | Hydro | Large Hydro | No | Hydro |  | 33 | LV | Scotland | Scotland | DG64LT |  | 270138.1 | 554581 | 1935 | HNF-000011
Part of Drax Group | Cruachan | Pumped Hydro | Pumped hydro | No | Pumped hydro |  | 440 | HV | Scotland | Scotland | PA331AN |  | 207006 | 716929 | 1965 | HST-000102
Pennant Walters | Maesgwyn Solar | Solar | PV | No | Solar |  | 2.5 | LV | Wales | Wales | SA11 5TU | SN886070 | 288678 | 207067 | 2017 | SOL-001213
Pennant Walters | Maesgwyn | Wind | Onshore | No | Wind |  | 26 | HV | Wales | Wales |  | SASN86400890 | 285500 | 205500 | 2011 | WON-000417
Pennant Walters | Pant y Wal | Wind | Onshore | No | Wind |  | 52.5 | HV | Wales | Wales | CF356ED |  | 295886 | 191521 | 2013 | WON-000534
Pennant Walters | Mynydd Bwllfa | Wind | Onshore | No | Wind |  | 22.5 | HV | Wales | Wales | CF449NB |  | 295979 | 205172 | 2015 | WON-000753
Pennant Walters | Maesgwyn Extension | Wind | Onshore | No | Wind |  | 2.5 | HV | Wales | Wales |  | SN8710908818 | 286568 | 205930 | 2017 | WON-001144
Pennant Walters | Pant y Wal Extension | Wind | Onshore | No | Wind |  | 20 | HV | Wales | Wales | CF356ED |  | 294649 | 188695 | 2017 | WON-001174
RES Group | Parsonage (Hazel) | Solar | PV | No | Solar |  | 7 | LV | England | South West | TA199EF | ST379155 | 336700 | 115500 | 2013 | SOL-000614
RES Group | Derriton (Tamar Heights) | Solar | PV | No | Solar |  | 11.7 | LV | England | South West | EX226JX | SS331027 | 233249 | 103010 | 2014 | SOL-000671
RES Group | Parley | Solar | PV | No | Solar |  | 24.2 | LV | England | South West | BH236BG | SZ098992 | 409877 | 99146 | 2014 | SOL-000672
RES Group | Wix Lodge (Stour Fields) | Solar | PV | No | Solar |  | 18.7 | LV | England | East of England | CO112RP | TM152288 | 614962 | 228422 | 2014 | SOL-000673
RES Group | Goonhilly Solar | Solar | PV | No | Solar |  | 4.51 | LV | England | South West | TR12 7BA | SW6971121226 | 169711 | 21226 | 2014 | SOL-000681
RES Group | Egmere | Solar | PV | No | Solar |  | 21 | LV | England | East of England | NR226AY | TF904378 | 590428 | 338001 | 2014 | SOL-000696
RES Group | Penare | Solar | PV | No | Solar |  | 11.1 | LV | England | South West | TR49DG | SW812496 | 181089 | 49385 | 2014 | SOL-000699
RES Group | UK Solar (Lower Newton) LLP | Solar | PV | No | Solar |  | 11.92 | LV | England | West Midlands |  | SJ988386 | 398731 | 338883 | 2014 | SOL-000733
RES Group | Marvel (Stone Farm) | Solar | PV | No | Solar |  | 5 | LV | England | South East | PO303BQ | SZ507862 | 451260 | 86014 | 2011 | SOL-000766
RES Group | Four Burrows Solar (Kenwyn) | Solar | PV | No | Solar |  | 7.2 | LV | England | South West | TR48JB | SW761480 | 176372 | 48050 | 2014 | SOL-000772
RES Group | SPD 3 - Grange Farm | Solar | PV | No | Solar |  | 9.5 | LV | England | East Midlands |  | TF231620 | 523131 | 362337 | 2015 | SOL-000781
RES Group | Chalgrove Solar Limited | Solar | PV | No | Solar |  | 21.34 | LV | England | South East |  | SU649967 | 465126 | 197272 | 2015 | SOL-000787
RES Group | Pencoose | Solar | PV | No | Solar |  | 8.14 | LV | England | South West |  | SW728379 | 173927 | 37998 | 2015 | SOL-000799
RES Group | SPD 4 - Gelliwern | Solar | PV | No | Solar |  | 6.24 | LV | Wales | Wales |  | SN626019 | 262382 | 202019 | 2015 | SOL-000822
RES Group | UK Solar (Hartwell) LLP | Solar | PV | No | Solar |  | 18.6 | LV | England | East Midlands |  | SP791490 | 478515 | 248927 | 2015 | SOL-000845
RES Group | Hale Farm Solar Ltd | Solar | PV | No | Solar |  | 12.23 | LV | England | South West |  | SU1946137939 | 419461 | 137939 | 2015 | SOL-000855
RES Group | Newton Ferrers | Solar | PV | No | Solar |  | 19.5 | LV | England | South West |  | SX359665 | 235294 | 67022 | 2015 | SOL-000915
RES Group | Mendennick Solar | Solar | PV | No | Solar |  | 2.64 | LV | England | South West | SX408530 | SX4155153320 | 241551 | 53320 | 2015 | SOL-000929
RES Group | SPD 2 - Hall Farm | Solar | PV | No | Solar |  | 14.9 | LV | England | East of England |  | TM195952 | 0 | 0 | 2015 | SOL-000930
RES Group | East Langford Solar | Solar | PV | No | Solar |  | 5 | LV | England | South West |  | SS2931810657 | 229318 | 110657 | 2014 | SOL-001541
RES Group | Manor Farm Solar | Solar | PV | No | Solar |  | 5 | LV | England | South West | PL26 7TQ | SW982524 | 198260 | 52426 | 2011 | SOL-001542
RES Group | Churchtown Farm Solar | Solar | PV | No | Solar |  | 4.99 | LV | England | South West |  | SW5982240754 | 159822 | 40754 | 2011 | SOL-001543
RES Group | Dyffryn Brodyn Wind Farm (GB) | Wind | Onshore | No | Wind |  | 5.4 | LV | Wales | Wales | SA340JE | SN220270 | 222100 | 226800 | 1994 | WON-000148
RES Group | Four Burrows Wind Farm (GB) | Wind | Onshore | No | Wind |  | 4.5 | LV | England | South West | TR48JB | SW770480 | 176000 | 48200 | 1995 | WON-000154
RES Group | Lendrums Bridge Wind Farm (NI) | Wind | Onshore | No | Wind |  | 5.94 | LV | Northern Ireland | Northern Ireland | BT750LL | NV456119 | 63672 | 512074 | 2000 | WON-000208
RES Group | Lendrums Bridge Extension Wind Farm (NI) | Wind | Onshore | No | Wind |  | 7.3 | LV | Northern Ireland | Northern Ireland | BT750LL | NV456119 | 54170 | 517391 | 1999 | WON-000230
RES Group | Forss Wind Farm (GB) | Wind | Onshore | No | Wind |  | 2 | LV | Scotland | Scotland | KW147U | ND020695 | 302000 | 969500 | 2003 | WON-000244
RES Group | Altahullion Wind Farm (NI) | Wind | Onshore | No | Wind |  | 26 | LV | Northern Ireland | Northern Ireland | BT474NS | IC627142 | 78039 | 574408 | 2003 | WON-000245
RES Group | Castle Pill Farm 1 - A, C | Wind | Onshore | No | Wind |  | 3.148 | LV | Wales | Wales |  | SM9239807108 | 192398 | 207108 | 2004 | WON-000262
RES Group | High Sharpley | Wind | Onshore | No | Wind |  | 2.6 | LV | England | North East | SR7 0NJ | NZ4264449702 | 442644 | 549702 | 2006 | WON-000297
RES Group | Black Hill Wind Farm | Wind | Onshore | No | Wind |  | 28.6 | LV | Scotland | Scotland |  | NT730555 | 373000 | 656300 | 2007 | WON-000305
RES Group | Forss Extension Wind Farm (GB) | Wind | Onshore | No | Wind |  | 5.2 | LV | Scotland | Scotland | KW147U | ND020695 | 302000 | 969500 | 2007 | WON-000310
RES Group | Lough Hill Wind Farm (NI) | Wind | Onshore | No | Wind |  | 7.8 | LV | Northern Ireland | Northern Ireland | BT817SL | NV326476 | 38467 | 541020 | 2007 | WON-000311
RES Group | Altahullion Extension Wind Farm (NI) | Wind | Onshore | No | Wind |  | 11.7 | LV | Northern Ireland | Northern Ireland | BT474NS | IC627142 | 78039 | 574408 | 2007 | WON-000315
RES Group | Braich Ddu | Wind | Onshore | No | Wind |  | 3.9 | LV | Wales | Wales | LL23 7LE | SH6750001500 | 267500 | 301500 | 2007 | WON-000319
RES Group | Goonhilly Downs Wind Farm | Wind | Onshore | No | Wind |  | 12 | LV | England | South West | TR12 7AZ | SW7100021200 | 171000 | 21200 | 2008 | WON-000331
RES Group | Roskrow Barton | Wind | Onshore | No | Wind |  | 1.7 | LV | England | South West | TR10 9AW | SW7650035500 | 176500 | 35500 | 2008 | WON-000344
RES Group | Ramsey | Wind | Onshore | No | Wind |  | 1.8 | LV | England | East of England | PE26 2SL | TL2880084900 | 528800 | 284900 | 2008 | WON-000345
RES Group | Glens of Foudland | Wind | Onshore | No | Wind |  | 26 | LV | Scotland | Scotland | AB54 6AS | NJ6149637303 | 361496 | 837303 | 2009 | WON-000358
RES Group | Loscar | Wind | Onshore | No | Wind |  | 4.5 | LV | England | Yorkshire and the Humber | S26 7XY | SK5100080000 | 451000 | 380000 | 2010 | WON-000397
RES Group | High Haswell Wind Farm | Wind | Onshore | No | Wind |  | 4 | LV | England | North East | DH6 1PZ | NZ3667543772 | 436675 | 543772 | 2011 | WON-000409
RES Group | Ferndale Wind Farm | Wind | Onshore | No | Wind |  | 6.4 | LV | Wales | Wales | CF43 3RG | SS9970095700 | 299700 | 195700 | 2011 | WON-000411
RES Group | Sancton Hill Wind Farm | Wind | Onshore | No | Wind |  | 10 | LV | England | Yorkshire and the Humber | YO43 4TG | SE9155439660 | 491554 | 439660 | 2011 | WON-000423
RES Group | South Sharpley Wind Farm | Wind | Onshore | No | Wind |  | 6 | LV | England | North East | SR7 0NJ | NZ3849049675 | 438490 | 549675 | 2011 | WON-000426
RES Group | Hill of Towie Wind Farm (GB) | Wind | Onshore | No | Wind |  | 48.3 | HV | Scotland | Scotland | AB556YU | NJ366468 | 320000 | 860000 | 2012 | WON-000464
RES Group | Kelburn Wind Farm (GB) | Wind | Onshore | No | Wind |  | 28 | LV | Scotland | Scotland | KA245LE | NS246544 | 224000 | 655000 | 2012 | WON-000465
RES Group | Auquhirie Land | Wind | Onshore | No | Wind |  | 6.9 | LV | Scotland | Scotland | AB393XB | NO831830 | 328500 | 785500 | 2013 | WON-000515
RES Group | Bilsthorpe | Wind | Onshore | No | Wind |  | 10.25 | LV | England | East Midlands | NG22 8ST | SK6600062000 | 466000 | 362000 | 2013 | WON-000520
RES Group | Grange Wind Farm (GB) | Wind | Onshore | No | Wind |  | 14 | LV | England | East Midlands | PE135RB | TF459192 | 545055 | 318754 | 2013 | WON-000521
RES Group | Burnthouse Windfarm | Wind | Onshore | No | Wind |  | 6 | LV | England | East of England | PE7 2DQ | TL3345895082 | 533458 | 295082 | 2013 | WON-000524
RES Group | Hall Farm Wind Farm | Wind | Onshore | No | Wind |  | 24.6 | LV | England | Yorkshire and the Humber | HU17 9SG | TA0786543185 | 507865 | 443185 | 2013 | WON-000529
RES Group | Orchard End Windfarm | Wind | Onshore | No | Wind |  | 4 | LV | England | North West | PR3 6BA | SD4321645233 | 343216 | 445233 | 2013 | WON-000533
RES Group | Roos Wind Farm (GB) | Wind | Onshore | No | Wind |  | 17.1 | LV | England | Yorkshire and the Humber | HU120LA | TA275294 | 527376 | 430105 | 2013 | WON-000535
RES Group | Meikle Carewe Wind Farm (GB) | Wind | Onshore | No | Wind |  | 10.2 | LV | Scotland | Scotland | AB393QH | NO835918 | 383200 | 792000 | 2013 | WON-000545
RES Group | Tallentire Wind Farm (GB) | Wind | Onshore | No | Wind |  | 12 | LV | England | North West | CA130QA | NY131363 | 312500 | 535500 | 2013 | WON-000546
RES Group | Earlseat Wind Farm (GB) | Wind | Onshore | No | Wind |  | 16 | LV | Scotland | Scotland |  | NT311973 | 332961 | 698416 | 2014 | WON-000561
RES Group | Ramsey 2 Wind Farm | Wind | Onshore | No | Wind |  | 8 | LV | England | East of England | PE26 1GH | TL2781486445 | 527814 | 286445 | 2013 | WON-000562
RES Group | Carscreugh | Wind | Onshore | No | Wind |  | 15.3 | LV | Scotland | Scotland | DG8 0NU | NX2500055000 | 225000 | 555000 | 2014 | WON-000641
RES Group | Wear Point Wind Farm | Wind | Onshore | No | Wind |  | 8.2 | LV | Wales | Wales | SA73 1DR | SM9304104629 | 193041 | 204629 | 2014 | WON-000647
RES Group | Burton Wold | Wind | Onshore | No | Wind |  | 14.4 | LV | England | East Midlands | NN15 5PJ | SP9190274577 | 491902 | 274577 | 2014 | WON-000651
RES Group | High Down | Wind | Onshore | No | Wind |  | 0.5 | LV | England | South West | PL14 5RH | SX3077069217 | 230770 | 69217 | 2014 | WON-000658
RES Group | High Pow | Wind | Onshore | No | Wind |  | 3.9 | LV | England | North West | CA7 1DF | NY2355044400 | 323550 | 544400 | 2015 | WON-000746
RES Group | Whittlesey | Wind | Onshore | No | Wind |  | 1.8 | LV | England | East of England | PE7 2PA | TL2402797139 | 524027 | 297139 | 2015 | WON-000747
RES Group | Woolley Hill (GB) | Wind | Onshore | No | Wind |  | 10 | LV | England | East of England | PE280UA | TL161729 | 515374 | 272655 | 2015 | WON-000748
RES Group | Jacks Lane (GB) | Wind | Onshore | No | Wind |  | 15 | LV | England | East of England | PE318PZ | TF818350 | 580388 | 335874 | 2015 | WON-000750
RES Group | St Breock | Wind | Onshore | No | Wind |  | 10 | LV | England | South West | PL30 5PN | SW9859268218 | 198592 | 68218 | 2015 | WON-000752
RES Group | Dungavel | Wind | Onshore | No | Wind |  | 26 | LV | Scotland | Scotland | ML10 6SW | NS6795436995 | 267954 | 636995 | 2015 | WON-000756
RES Group | Denzell Downs Windfarm | Wind | Onshore | No | Wind |  | 10 | LV | England | South West | TR9 6DR | SW8992367094 | 189923 | 67094 | 2015 | WON-000759
RES Group | New Albion | Wind | Onshore | No | Wind |  | 14.35 | LV | England | East Midlands | NN14 1QP | SP8367983792 | 483679 | 283792 | 2015 | WON-000762
RES Group | Barlborough | Wind | Onshore | No | Wind |  | 0.85 | LV | England | East Midlands | S43 4TB | SK4897576975 | 448975 | 376975 | 2015 | WON-000763
RES Group | Grange Wind Farm | Wind | Onshore | No | Wind |  | 12.3 | LV | England | Yorkshire and the Humber | DN158RY | SE866157 | 486042 | 416496 | 2016 | WON-000945
RES Group | Wryde Croft Wind Farm (GB) | Wind | Onshore | No | Wind |  | 26 | LV | England | East of England | PE60TP | TF290040 | 532606 | 307038 | 2016 | WON-000957
RES Group | Glenchamber Wind Farm (GB) | Wind | Onshore | No | Wind |  | 25.3 | LV | Scotland | Scotland | DG80PB | NX223642 | 224474 | 564039 | 2016 | WON-000958
RES Group | Batsworthy Cross | Wind | Onshore | No | Wind |  | 10 | LV | England | South West | EX36 4RZ | SS8292821610 | 282928 | 121610 | 2016 | WON-000961
RES Group | Den Brook Wind Farm (GB) | Wind | Onshore | No | Wind |  | 18 | LV | England | South West | EX202BJ | SS686001 | 268496 | 101120 | 2016 | WON-000972
RES Group | French Farm Wind Farm | Wind | Onshore | No | Wind |  | 4 | LV | England | East of England | PE6 0PQ | TF2830009000 | 528300 | 309000 | 2016 | WON-000975
RES Group | Brackagh Quarry | Wind | Onshore | No | Wind |  | 5.001 | LV | Northern Ireland | Northern Ireland | BT45 7JN | NV9761756429 | 97617 | 556429 | 2016 | WON-000981
RES Group | Rodbaston | Wind | Onshore | No | Wind |  | 4 | LV | England | West Midlands | ST19 5PH | SJ921116 | 392176 | 311645 | 2016 | WON-000983
RES Group | Mynydd Portref | Wind | Onshore | No | Wind |  | 12 | LV | Wales | Wales | CF35 6NR | SS9889785178 | 298897 | 185178 | 2017 | WON-001143
RES Group | Turncole Wind Farm (GB) | Wind | Onshore | No | Wind |  | 17.5 | LV | England | East of England | CM08NE | TQ988976 | 598484 | 196719 | 2016 | WON-001145
RES Group | Cour Wind Farm | Wind | Onshore | No | Wind |  | 20.5 | HV | Scotland | Scotland | PA286QL | NR793486 | 181005 | 648528 | 2017 | WON-001153
RES Group | Mynydd Brombil | Wind | Onshore | No | Wind |  | 8 | LV | Wales | Wales | SA13 2YN | SS7914188569 | 279141 | 188569 | 2017 | WON-001159
RES Group | Freasdail (GB) | Wind | Onshore | No | Wind |  | 22.5 | HV | Scotland | Scotland | PA296XR | NR830585 | 180721 | 660754 | 2017 | WON-001161
RES Group | Minnygap (GB) | Wind | Onshore | No | Wind |  | 25 | HV | Scotland | Scotland | DG109PX | NY027964 | 307313 | 597397 | 2017 | WON-001162
RES Group | Garreg Llwyd (GB) | Wind | Onshore | No | Wind |  | 30.4 | LV | Wales | Wales | LD16YS | SO136798 | 294491 | 272407 | 2017 | WON-001167
RES Group | Llynfi Afan Renewable Energy Limited | Wind | Onshore | No | Wind |  | 24 | LV | Wales | Wales | SA13 3YE | SS8925296198 | 289252 | 196198 | 2017 | WON-001171
RES Group | Tormywheel | Wind | Onshore | No | Wind |  | 30.75 | LV | Scotland | Scotland |  | NS9490555232 | 294905 | 655232 | 2017 | WON-001172
RES Group | Pen Bryn Oer Wind Farm | Wind | Onshore | No | Wind |  | 6 | LV | Wales | Wales | NP22 5QR | SO1206509235 | 312065 | 209235 | 2017 | WON-001177
RES Group | Beinneun Wind Farm | Wind | Onshore | No | Wind |  | 108.8 | HV | Scotland | Scotland | IV63 7YJ | NH233109 | 220442 | 804419 | 2017 | WON-001178
RES Group | Neilston (GB) | Wind | Onshore | No | Wind |  | 10 | LV | Scotland | Scotland | G784BZ | NS454538 | 245292 | 653952 | 2013 | WON-001262
RES Group | Hallburn Farm Wind Farm | Wind | Onshore | No | Wind |  | 13.2 | LV | England | North West | CA6 5TZ | NY415687 | 341545 | 568771 | 2018 | WON-001266
RES Group | Little Raith (GB) | Wind | Onshore | No | Wind |  | 24.8 | LV | Scotland | Scotland | KY50AX | NT210919 | 322245 | 692552 | 2012 | WON-001284
RES Group | Burton Wold South (GB) | Wind | Onshore | No | Wind |  | 8.25 | LV | England | East Midlands | NN15 5PH | SP9160273681 | 491602 | 273681 | 2017 | WON-001294
RES Group | Muirhall South (GB) | Wind | Onshore | No | Wind |  | 8.25 | LV | Scotland | Scotland | ML11 8LL | NS993528 | 301624 | 651749 | 2016 | WON-001295
RES Group | Solwaybank | Wind | Onshore | No | Wind |  | 30.4 | HV | Scotland | Scotland | DG113HG | NY2514082461 | 325140 | 582461 | 2020 | WON-001296
RES Group | Blary Hill | Wind | Onshore | No | Wind |  | 35 | HV | Scotland | Scotland | PA29 6UZ | NR7082736430 | 170827 | 636430 | 2022 | WON-001364
RES Group | Crossdykes Wind Farm | Wind | Onshore | No | Wind |  | 48 | HV | Scotland | Scotland | DG11 2QL | NY2587387951 | 325873 | 587951 | 2021 | WON-001540
RES Group | Cumberhead Wind Farm | Wind | Onshore | No | Wind |  | 50 | HV | Scotland | Scotland | ML11 0FW | NS7727032735 | 277270 | 632735 | 2023 | WON-001617
River Nene | Peterborough Power Station | Fossil Fuel | Single cycle | No | Natural Gas |  | 245 | HV | England | East of England | PE15NT |  | 518401 | 299217 | 1993 | GAS-000144
River Nene | Croydon | Fossil Fuel | Single cycle | No | Natural Gas |  | 50 | LV | England | London | CR03RL | TQ314659 | 531449 | 165923 | 2005 | XXX-001525
River Nene | Derby | Fossil Fuel | Single cycle | No | Natural Gas |  | 50 | LV | England | East Midlands | DE248YF | SK372335 | 437293 | 333556 | 1997 | XXX-001526
River Nene | Exeter | Fossil Fuel | Single cycle | No | Natural Gas |  | 50 | LV | England | South West | EX28QN | SX923908 | 292378 | 90810 | 2000 | XXX-001527
River Nene | Heartlands | Fossil Fuel | Single cycle | No | Natural Gas |  | 100 | LV | England | West Midlands | B249FQ | SP130902 | 413029 | 290226 | 1998 | XXX-001528
River Nene | Peterborough Power Station PPL2 Gas Engines | Fossil Fuel | Single cycle | No | Natural Gas |  | 49 | LV | England | East Midlands | PE15NT | TL218991 | 521813 | 299186 | 2018 | XXX-001529
River Nene | Thornhill | Fossil Fuel | Single cycle | No | Natural Gas |  | 40 | LV | England | Yorkshire and the Humber | WF129EA | SE227200 | 422737 | 420044 | 1997 | XXX-001530
River Nene | Viking | Fossil Fuel | Single cycle | No | Natural Gas |  | 50 | HV | England | North East | TS21UB | NZ532242 | 453281 | 524210 | 2000 | XXX-001531
Riverside Resource Recovery | Riverside - Energy from Waste | Bioenergy | Bioenergy | No | MSW |  | 80 | LV | England | London | DA176JY | TQ49669 80643 | 547200 | 176500 | 2011 | BIO-000402
RWE Npower | Markinch | Bioenergy | Bioenergy | Yes | Biomass |  | 61 | LV | Scotland | Scotland | KY76GU |  | 327988 | 701561 | 2014 | BIO-000634
RWE Npower | Little Barford | Fossil Fuel | CCGT | No | Natural Gas |  | 735 | HV | England | East of England | PE196YT |  | 519049 | 256838 | 1995 | GAS-000151
RWE Npower | Kings Lynn | Fossil Fuel | CCGT | No | Natural Gas |  | 395 | LV | England | East of England | PE343RD | TF611171 | 561175 | 317125 | 1997 | GAS-000170
RWE Npower | Didcot B | Fossil Fuel | CCGT | No | Natural Gas |  | 1450 | HV | England | South East | OX117YU |  | 451077 | 182210 | 1998 | GAS-000176
RWE Npower | Cheshire | Fossil Fuel | Single cycle | No | Natural Gas |  | 40 | LV | England | North West | CH651AF |  | 339060 | 378391 | 2000 | GAS-000210
RWE Npower | Great Yarmouth | Fossil Fuel | CCGT | No | Natural Gas |  | 420 | LV | England | East of England | NR303PY |  | 652534 | 307744 | 2001 | GAS-000212
RWE Npower | Hythe | Fossil Fuel | Single cycle | No | Natural Gas |  | 53 | LV | England | South East | SO453BP |  | 443586 | 105782 | 2005 | GAS-000282
RWE Npower | Staythorpe | Fossil Fuel | CCGT | No | Natural Gas |  | 1828 | HV | England | East Midlands | NG235RQ |  | 475532 | 351265 | 2010 | GAS-000375
RWE Npower | Pembroke | Fossil Fuel | CCGT | No | Natural Gas |  | 2199 | HV | Wales | Wales | SA715SS |  | 193370 | 200137 | 2012 | GAS-000453
RWE Npower | Grimsby | Fossil Fuel | Single cycle | No | Natural Gas |  | 40 | LV | England | Yorkshire and the Humber | DN31 2SW | TA257111 | 525704 | 411176 | 2018 | GAS-001275
RWE Npower | Garnedd | Hydro | Small Hydro | No | Hydro |  | 0.56 | LV | Wales | Wales | LL25 0JQ | SH6964153035 | 269641.3 | 353035.8 | 1990 | HNF-000133
RWE Npower | Dulyn | Hydro | Small Hydro | No | Hydro |  | 0.505 | LV | Wales | Wales |  | SH7775468358 | 277754 | 368358 | 1998 | HNF-000180
RWE Npower | Croesor | Hydro | Small Hydro | No | Hydro |  | 0.505 | LV | Wales | Wales |  | SH6490046000 | 264900 | 346000 | 1999 | HNF-000188
RWE Npower | Glen Tarbert | Hydro | Small Hydro | No | Hydro |  | 0.85 | LV | Scotland | Scotland |  | NM8660060500 | 186600 | 760500 | 2000 | HNF-000199
RWE Npower | Auchtertyre | Hydro | Small Hydro | No | Hydro |  | 0.6 | LV | Scotland | Scotland |  | NN3542229327 | 235422 | 729327 | 2000 | HNF-000200
RWE Npower | Cwm Dyli | Hydro | Large Hydro | No | Hydro |  | 9.9 | LV | Wales | Wales | LL55 4NW | SH5797660502 | 257976.5 | 360502.8 | 2002 | HNF-000224
RWE Npower | High Head | Hydro | Large Hydro | No | Hydro |  | 17 | LV | Wales | Wales | LL32 8QE | SH7692767625 | 276927.5 | 367625.1 | 2002 | HNF-000225
RWE Npower | Garry Gualach | Hydro | Small Hydro | No | Hydro |  | 0.78 | LV | Scotland | Scotland | PH35 4HS | NN1660099800 | 216600 | 799800 | 2002 | HNF-000226
RWE Npower | Low Head | Hydro | Large Hydro | No | Hydro |  | 14.98 | LV | Wales | Wales | LL32 8QE | SH7692767625 | 276927.5 | 367625.1 | 2002 | HNF-000228
RWE Npower | Garrogie | Hydro | Small Hydro | No | Hydro |  | 2.4 | LV | Scotland | Scotland |  | NH5010013300 | 250100 | 813300 | 2005 | HNF-000266
RWE Npower | Braevallich | Hydro | Small Hydro | No | Hydro |  | 2.274 | LV | Scotland | Scotland |  | NM9665706908 | 196657 | 706909 | 2005 | HNF-000267
RWE Npower | Kielder | Hydro | Large Hydro | No | Hydro |  | 6 | LV | England | North East |  | NY6988787826 | 369887.3 | 587826.8 | 2006 | HNF-000283
RWE Npower | Inverbain | Hydro | Small Hydro | No | Hydro |  | 0.95 | LV | Scotland | Scotland |  | NG7809556066 | 178095.5 | 856066.2 | 2006 | HNF-000285
RWE Npower | River E | Hydro | Small Hydro | No | Hydro |  | 3 | LV | Scotland | Scotland |  | NH5135918186 | 251359.4 | 818186.7 | 2008 | HNF-000325
RWE Npower | Douglas Water | Hydro | Small Hydro | No | Hydro |  | 2.969 | LV | Scotland | Scotland | PA32 8XT | NN0455906949 | 204559 | 706950 | 2008 | HNF-000326
RWE Npower | Carnoch | Hydro | Small Hydro | No | Hydro |  | 1.35 | LV | Scotland | Scotland |  | NM7458959870 | 174589.8 | 759870.6 | 2009 | HNF-000355
RWE Npower | Inverlael | Hydro | Small Hydro | No | Hydro |  | 2.5 | LV | Scotland | Scotland |  | NH1820885467 | 218208.4 | 885467.8 | 2009 | HNF-000356
RWE Npower | Selset | Hydro | Small Hydro | No | Hydro |  | 0.75 | LV | England | North East |  | NY9030021200 | 390300 | 521200 | 2010 | HNF-000378
RWE Npower | Black Rock | Hydro | Small Hydro | No | Hydro |  | 3.5 | LV | Scotland | Scotland |  | NH5990066800 | 259900 | 866800 | 2012 | HNF-000454
RWE Npower | Maldie | Hydro | Small Hydro | No | Hydro |  | 4 | LV | Scotland | Scotland |  | NC2515034050 | 225150 | 934050 | 2013 | HNF-000503
RWE Npower | Cia Aig | Hydro | Small Hydro | No | Hydro |  | 3 | LV | Scotland | Scotland |  | NN1719688748 | 217196 | 788748 | 2016 | HNF-000942
RWE Npower | Grudie | Hydro | Small Hydro | No | Hydro |  | 2 | LV | Scotland | Scotland | IV22 2HL | NG9645967347 | 196459 | 867347 | 2017 | HNF-001135
RWE Npower | Glen Noe | Hydro | Small Hydro | No | Hydro |  | 2 | LV | Scotland | Scotland | PA35 1JT | NN067358 | 206775 | 735875 | 2021 | HNF-001291
RWE Npower | Didcot GT | Fossil Fuel | Single cycle | No | Diesel/Gas Oil |  | 100 | HV | England | South East | OX117YU |  | 451077 | 182210 | 1972 | OIL-000112
RWE Npower | Cowes | Fossil Fuel | Single cycle | No | Diesel/Gas Oil |  | 140 | LV | England | South East | PO326JF |  | 448472 | 93554 | 1982 | OIL-000124
RWE Npower | Little Barford GT | Fossil Fuel | Single cycle | No | Diesel/Gas Oil |  | 17 | HV | England | East Midlands | PE196YT |  | 519049 | 256838 | 2006 | OIL-000301
RWE Npower | North Hoyle | Wind | Offshore | No | Wind |  | 60 | LV | Wales | Wales |  | SJ0383892229 | 303823 | 392138 | 2004 | WOF-000251
RWE Npower | Scroby Sands | Wind | Offshore | No | Wind |  | 60 | LV | England | East of England | NR30 3NS | TG5641711874 | 656417 | 311874 | 2004 | WOF-000252
RWE Npower | Rhyl Flats | Wind | Offshore | No | Wind |  | 90 | LV | Wales | Wales |  | SH9024488299 | 290990 | 388002 | 2009 | WOF-000357
RWE Npower | Robin Rigg West | Wind | Offshore | No | Wind |  | 90 | HV | Scotland | Scotland |  | NX8878540522 | 288785 | 540522 | 2010 | WOF-000379
RWE Npower | Robin Rigg East | Wind | Offshore | No | Wind |  | 84 | HV | Scotland | Scotland |  | NX9100542348 | 291005 | 542348 | 2010 | WOF-000381
RWE Npower | London Array | Wind | Offshore | No | Wind |  | 630 | HV | England | South East |  | TM459013 | 642078 | 197218 | 2013 | WOF-000504
RWE Npower | Gwynt y Mor | Wind | Offshore | No | Wind |  | 576 | HV | Wales | Wales |  | SH9482396924 | 292082 | 396482 | 2015 | WOF-000508
RWE Npower | Humber Gateway | Wind | Offshore | No | Wind |  | 219 | HV | England | Yorkshire and the Humber | DN31 3SY | TA2843911181 | 528439 | 411181 | 2015 | WOF-000744
RWE Npower | Galloper | Wind | Offshore | No | Wind |  | 352.8 | HV | England | East of England |  | TM7796929898 | 646316 | 262379 | 2017 | WOF-001138
RWE Npower | Rampion | Wind | Offshore | No | Wind |  | 400.2 | HV | England | South East |  | TV2500095000 | 525000 | 95000 | 2018 | WOF-001258
RWE Npower | Triton Knoll | Wind | Offshore | No | Wind |  | 857 | HV | England | East Midlands |  | TA2540511338 | 525405 | 411338 | 2021 | WOF-001290
RWE Npower | Great Eppleton (ex NFFO) | Wind | Onshore | No | Wind |  | 4.1 | LV | England | North East | DH5 9EZ | NZ3690048200 | 436900 | 548200 | 1997 | WON-000171
RWE Npower | Hare Hill | Wind | Onshore | No | Wind |  | 2.3 | LV | England | North East | DH6 2BA | NZ4250040500 | 442500 | 540500 | 2000 | WON-000207
RWE Npower | Deucheran Hill (RO) | Wind | Onshore | No | Wind |  | 15.8 | LV | Scotland | Scotland | PA29 6XF | NR7700043000 | 177000 | 643000 | 2001 | WON-000218
RWE Npower | Out Newton (RO) | Wind | Onshore | No | Wind |  | 9.1 | LV | England | Yorkshire and the Humber | HU12 0TG | TA3880021200 | 538800 | 421200 | 2002 | WON-000232
RWE Npower | Bowbeat (Emly Bank) - RO | Wind | Onshore | No | Wind |  | 15.6 | LV | Scotland | Scotland | EH23 4AE | NT2960047500 | 329600 | 647500 | 2002 | WON-000233
RWE Npower | Bowbeat (Roughside) - RO | Wind | Onshore | No | Wind |  | 15.6 | LV | Scotland | Scotland | EH23 4TE | NT3300046200 | 333000 | 646200 | 2002 | WON-000234
RWE Npower | High Volts RO | Wind | Onshore | No | Wind |  | 5.5 | LV | England | North East | TS27 3DT | NZ4520033400 | 445200 | 533400 | 2004 | WON-000255
RWE Npower | Hare Hill RO | Wind | Onshore | No | Wind |  | 2.75 | LV | England | North East | DH6 3QL | NZ4250040500 | 442500 | 540500 | 2004 | WON-000258
RWE Npower | Holmside | Wind | Onshore | No | Wind |  | 2.3 | LV | England | North East | DH9 6FF | NZ2080050300 | 420800 | 550300 | 2004 | WON-000259
RWE Npower | Holmside RO | Wind | Onshore | No | Wind |  | 2.75 | LV | England | North East | DH9 6FF | NZ1950052500 | 419500 | 552500 | 2004 | WON-000260
RWE Npower | High Volts | Wind | Onshore | No | Wind |  | 2.3 | LV | England | North East | TS27 3AW | NZ4560033500 | 445600 | 533500 | 2004 | WON-000263
RWE Npower | An Suidhe | Wind | Onshore | No | Wind |  | 19.3 | HV | Scotland | Scotland |  | NN0048307563 | 200483 | 707563 | 2005 | WON-000281
RWE Npower | Burgar Hill | Wind | Onshore | No | Wind |  | 5 | LV | Scotland | Scotland | KW17 2PJ | HY3430026200 | 334300 | 1026200 | 2006 | WON-000298
RWE Npower | Hameldon Hill | Wind | Onshore | No | Wind |  | 6 | LV | England | North West | BB11 5QQ | SD8949532441 | 389495 | 432441 | 2006 | WON-000299
RWE Npower | Stags Holt | Wind | Onshore | No | Wind |  | 20 | LV | England | East of England | PE15 0DR | TL4400099000 | 544000 | 299000 | 2007 | WON-000317
RWE Npower | Knabs Ridge | Wind | Onshore | No | Wind |  | 16 | LV | England | Yorkshire and the Humber |  | SE2306955946 | 423069 | 455946 | 2007 | WON-000322
RWE Npower | Bilbster | Wind | Onshore | No | Wind |  | 3.9 | LV | Scotland | Scotland |  | ND2715051850 | 327150 | 951850 | 2007 | WON-000323
RWE Npower | The Hollies | Wind | Onshore | No | Wind |  | 2.6 | LV | England | East Midlands | PE24 4SH | TF4999562998 | 549995 | 362998 | 2008 | WON-000342
RWE Npower | Little Cheyne Court | Wind | Onshore | No | Wind |  | 59.8 | LV | England | South East |  | TQ9831022060 | 598310 | 122060 | 2008 | WON-000348
RWE Npower | Great Eppleton RO | Wind | Onshore | No | Wind |  | 4.1 | LV | England | North East | DH5 9EZ | NZ3690048200 | 436900 | 548200 | 2010 | WON-000384
RWE Npower | Haswell Moor Circuit 1 | Wind | Onshore | No | Wind |  | 5.15 | LV | England | North East | DH6 2BD | NZ3808541365 | 438085 | 541365 | 2010 | WON-000389
RWE Npower | Lindhurst | Wind | Onshore | No | Wind |  | 9 | LV | England | East Midlands |  | SK5688058150 | 456880 | 358150 | 2010 | WON-000395
RWE Npower | Lochelbank | Wind | Onshore | No | Wind |  | 9.6 | LV | Scotland | Scotland |  | NO1144013477 | 311440 | 713477 | 2010 | WON-000399
RWE Npower | Haswell Moor Circuit 2 | Wind | Onshore | No | Wind |  | 5.15 | LV | England | North East | DH6 2BD | NZ3808541365 | 438085 | 541365 | 2010 | WON-000401
RWE Npower | Butterwick Moor Circuit 1 | Wind | Onshore | No | Wind |  | 9.4 | LV | England | North East | TS21 3ER | NZ3900030000 | 439000 | 530000 | 2011 | WON-000408
RWE Npower | Kiln Pit Hill | Wind | Onshore | No | Wind |  | 14 | LV | England | North East |  | NZ0559054583 | 405590 | 554583 | 2011 | WON-000424
RWE Npower | Butterwick Moor Circuit 2 | Wind | Onshore | No | Wind |  | 9.4 | LV | England | North East | TS21 3ER | NZ3900030000 | 439000 | 530000 | 2011 | WON-000427
RWE Npower | Hellrigg | Wind | Onshore | No | Wind |  | 9.2 | LV | England | North West |  | NY1358551775 | 313585 | 551775 | 2012 | WON-000459
RWE Npower | Tween Bridge | Wind | Onshore | No | Wind |  | 44 | LV | England | Yorkshire and the Humber | DN8 4JU | SE6932416182 | 469324 | 416182 | 2012 | WON-000468
RWE Npower | Novar 2 | Wind | Onshore | No | Wind |  | 36.8 | HV | Scotland | Scotland |  | NH5550071500 | 255500 | 871500 | 2012 | WON-000470
RWE Npower | Rosehall | Wind | Onshore | No | Wind |  | 24.7 | LV | Scotland | Scotland | IV27 4BD | NC4955003550 | 249550 | 903550 | 2013 | WON-000519
RWE Npower | Camster | Wind | Onshore | No | Wind |  | 50 | LV | Scotland | Scotland | KW1 5SX | ND2580047400 | 325800 | 947400 | 2013 | WON-000525
RWE Npower | Hameldon Hill Extension | Wind | Onshore | No | Wind |  | 6 | LV | England | North West | BB11 5QQ | SD7991430561 | 379914 | 430561 | 2013 | WON-000530
RWE Npower | Bradwell | Wind | Onshore | No | Wind |  | 20.5 | LV | England | East of England |  | TL9500005000 | 595000 | 205000 | 2013 | WON-000550
RWE Npower | Goole Fields A | Wind | Onshore | No | Wind |  | 33 | HV | England | Yorkshire and the Humber |  | SE7348719400 | 473487 | 419400 | 2013 | WON-000551
RWE Npower | Middlemoor | Wind | Onshore | No | Wind |  | 54 | LV | England | North East |  | NU1476522786 | 414765 | 622786 | 2013 | WON-000553
RWE Npower | Goole Fields B | Wind | Onshore | No | Wind |  | 34.85 | HV | England | Yorkshire and the Humber |  | SE7363220610 | 473632 | 420610 | 2016 | WON-000976
RWE Npower | Brechfa Forest West | Wind | Onshore | No | Wind |  | 57.4 | HV | Wales | Wales |  | SN5149333864 | 251493 | 233864 | 2018 | WON-001264
RWE Npower | Bad a Cheo | Wind | Onshore | No | Wind |  | 26.65 | HV | Scotland | Scotland |  | ND1661548900 | 316615 | 948900 | 2018 | WON-001269
RWE Npower | Mynydd y Gwair | Wind | Onshore | No | Wind |  | 32.8 | HV | Wales | Wales |  | SN6540008320 | 265400 | 208320 | 2019 | WON-001279
RWE Npower | Clocaenog Forest | Wind | Onshore | No | Wind |  | 96 | HV | Wales | Wales |  | SJ0156859344 | 301568 | 359344 | 2019 | WON-001280
Scira Offshore Energy | Sheringham Shoal BMU 1 | Wind | Offshore | No | Wind |  | 158 | HV | England | East of England |  | TG1067164425 | 610671 | 364425 | 2012 | WOF-000456
Scira Offshore Energy | Sheringham Shoal BMU 2 | Wind | Offshore | No | Wind |  | 158 | HV | England | East of England |  | TG1067164425 | 610671 | 364425 | 2012 | WOF-000457
Scira Offshore Energy | Dudgeon BMU 1 | Wind | Offshore | No | Wind |  | 108 | HV | England | East of England |  | TF7500061000 | 575000 | 361000 | 2017 | WOF-001136
Scira Offshore Energy | Hywind BMU 1 | Wind | Offshore | No | Wind |  | 30 | HV | Scotland | Scotland |  | NK3350046500 | 433500 | 846500 | 2017 | WOF-001137
Scira Offshore Energy | Dudgeon BMU 2 | Wind | Offshore | No | Wind |  | 90 | HV | England | East of England |  | TF7500061000 | 575000 | 361000 | 2017 | WOF-001140
Scira Offshore Energy | Dudgeon BMU 3 | Wind | Offshore | No | Wind |  | 102 | HV | England | East of England |  | TF7500061000 | 575000 | 361000 | 2017 | WOF-001141
Scira Offshore Energy | Dudgeon BMU 4 | Wind | Offshore | No | Wind |  | 102 | HV | England | East of England |  | TF7500061000 | 575000 | 361000 | 2017 | WOF-001142
Scottish Power | Carland Cross PV | Solar | PV | No | Solar |  | 10 | LV | England | South West | TR85JB | TF7393241095 | 573932 | 341095 | 2022 | SOL-001363
Scottish Power | Coldham PV | Solar | PV | No | Solar |  | 9.09 | LV | England | East of England | BT44 9JB | TL2570099000 | 525700 | 299000 | 2024 | SOL-001552
Scottish Power | East Anglia One | Wind | Offshore | No | Wind |  | 714 | HV | England | East of England |  | TM901677 | 690118 | 267787 | 2019 | WOF-001278
Scottish Power | P&L | Wind | Onshore | No | Wind |  | 30.6 | LV | Wales | Wales | LD1 6YS |  | 302860 | 288543 | 1993 | WON-000143
Scottish Power | Corkey | Wind | Onshore | No | Wind |  | 5 | LV | Northern Ireland | Northern Ireland | BT449JB |  | 126222 | 580523 | 1995 | WON-000156
Scottish Power | Elliot's Hill | Wind | Onshore | No | Wind |  | 5 | LV | Northern Ireland | Northern Ireland | BT39 9SW | NW394518 | 134974 | 546006 | 1995 | WON-000157
Scottish Power | Rigged Hill | Wind | Onshore | No | Wind |  | 5 | LV | Northern Ireland | Northern Ireland | BT490QJ |  | 90731 | 589745 | 1995 | WON-000158
Scottish Power | Hare Hill I | Wind | Onshore | No | Wind |  | 13.2 | LV | Scotland | Scotland | KA184NW |  | 265320 | 609703 | 2000 | WON-000202
Scottish Power | Dun Law I | Wind | Onshore | No | Wind |  | 17.16 | LV | Scotland | Scotland | TD26RA |  | 344600 | 657500 | 2000 | WON-000204
Scottish Power | Beinn an Tuirc I | Wind | Onshore | No | Wind |  | 29.7 | HV | Scotland | Scotland | PA286QY |  | 173950 | 636900 | 2002 | WON-000236
Scottish Power | Cruach Mhor | Wind | Onshore | No | Wind |  | 29.75 | LV | Scotland | Scotland | PA223AE |  | 203500 | 687500 | 2004 | WON-000254
Scottish Power | Black Law I | Wind | Onshore | No | Wind |  | 124.2 | HV | Scotland | Scotland | ML11 8EW |  | 290998 | 653991 | 2005 | WON-000273
Scottish Power | Coldham | Wind | Onshore | No | Wind |  | 16 | LV | England | East of England | PE14OLX |  | 525748 | 299048 | 2005 | WON-000276
Scottish Power | Beinn Tharsuinn | Wind | Onshore | No | Wind |  | 29.75 | HV | Scotland | Scotland | IV191LH |  | 261700 | 881900 | 2005 | WON-000278
Scottish Power | Callagheen | Wind | Onshore | No | Wind |  | 16.9 | LV | Northern Ireland | Northern Ireland | BT934AL |  | 10820 | 521167 | 2006 | WON-000293
Scottish Power | Wether Hill | Wind | Onshore | No | Wind |  | 18.2 | LV | Scotland | Scotland | DG73UG |  | 270000 | 594000 | 2007 | WON-000309
Scottish Power | Whitelee I | Wind | Onshore | No | Wind |  | 322 | HV | Scotland | Scotland | KA36EX |  | 256800 | 645435 | 2007 | WON-000321
Scottish Power | Hagshaw Hill II | Wind | Onshore | No | Wind |  | 26 | LV | Scotland | Scotland | ML110RR |  | 278965 | 630750 | 2008 | WON-000332
Scottish Power | Wolf Bog | Wind | Onshore | No | Wind |  | 10 | LV | Northern Ireland | Northern Ireland | BT390TD |  | 137865 | 553129 | 2008 | WON-000333
Scottish Power | Green Knowes | Wind | Onshore | No | Wind |  | 27 | LV | Scotland | Scotland | FK14 7JY | NN990045 | 296850 | 707550 | 2008 | WON-000336
Scottish Power | Clachan Flats | Wind | Onshore | No | Wind |  | 15.03 | HV | Scotland | Scotland | PA268BJ |  | 217950 | 714520 | 2009 | WON-000361
Scottish Power | Dun Law II | Wind | Onshore | No | Wind |  | 29.75 | HV | Scotland | Scotland | TD26RA |  | 346582 | 657530 | 2009 | WON-000374
Scottish Power | Arecleoch | Wind | Onshore | No | Wind |  | 120 | HV | Scotland | Scotland | KA260SJ |  | 221500 | 578500 | 2010 | WON-000396
Scottish Power | Mark Hill | Wind | Onshore | No | Wind |  | 56 | HV | Scotland | Scotland | KA260PX |  | 225000 | 585000 | 2011 | WON-000412
Scottish Power | Lynemouth | Wind | Onshore | No | Wind |  | 26 | LV | England | North East | NE63 9AT | NZ284893 | 429400 | 589799 | 2012 | WON-000467
Scottish Power | Whitelee II | Wind | Onshore | No | Wind |  | 217.02 | HV | Scotland | Scotland | G76 0QQ |  | 254220 | 640867 | 2012 | WON-000471
Scottish Power | Beinn an Tuirc II | Wind | Onshore | No | Wind |  | 43.7 | HV | Scotland | Scotland | PA286QY |  | 173950 | 636900 | 2012 | WON-000478
Scottish Power | Carland Cross RP | Wind | Onshore | No | Wind |  | 20 | LV | England | South West | TR85JB |  | 184500 | 54500 | 2013 | WON-000547
Scottish Power | Middleton | Wind | Onshore | No | Wind |  | 12 | LV | Scotland | Scotland | G776PZ |  | 253158 | 656019 | 2013 | WON-000548
Scottish Power | Harestanes | Wind | Onshore | No | Wind |  | 136 | HV | Scotland | Scotland | DG111TU |  | 300000 | 595000 | 2013 | WON-000552
Scottish Power | Coal Clough RP | Wind | Onshore | No | Wind |  | 16 | LV | England | North West | BB104RR |  | 390207 | 428154 | 2014 | WON-000636
Scottish Power | Black Law II | Wind | Onshore | No | Wind |  | 63.43 | HV | Scotland | Scotland | ML118EW |  | 289500 | 653500 | 2016 | WON-000951
Scottish Power | Ewe Hill I | Wind | Onshore | No | Wind |  | 13.8 | LV | Scotland | Scotland | DG112QG |  | 315000 | 580000 | 2016 | WON-000965
Scottish Power | Dersalloch | Wind | Onshore | No | Wind |  | 69 | HV | Scotland | Scotland | KA197NJ |  | 242500 | 603500 | 2016 | WON-000967
Scottish Power | Hare Hill II | Wind | Onshore | No | Wind |  | 29.75 | HV | Scotland | Scotland | KA184NW |  | 265931 | 613982 | 2016 | WON-000971
Scottish Power | Kilgallioch | Wind | Onshore | No | Wind |  | 239 | HV | Scotland | Scotland | KA260RF |  | 223000 | 578000 | 2016 | WON-000977
Scottish Power | Ewe Hill II | Wind | Onshore | No | Wind |  | 36.8 | HV | Scotland | Scotland | DG112QG |  | 315000 | 580000 | 2017 | WON-001157
Scottish Power | Glen App | Wind | Onshore | No | Wind |  | 22 | HV | Scotland | Scotland | KA260PG |  | 208000 | 573000 | 2017 | WON-001158
Scottish Power | Halsary | Wind | Onshore | No | Wind |  | 30 | HV | Scotland | Scotland | KW126UW |  | 313553 | 953351 | 2020 | WON-001286
Scottish Power | Beinn an Tuirc III | Wind | Onshore | No | Wind |  | 49.95 | HV | Scotland | Scotland | PA286QY | NR7866938956 | 178669 | 638956 | 2021 | WON-001292
Sembcorp Utilities | Wilton 10 Biomass | Bioenergy | Bioenergy | Yes | Biomass |  | 33.276 | HV | England | North East | TS908WS |  | 456536 | 520395 | 2007 | BIO-000302
Sembcorp Utilities | Wilton 11 | Bioenergy | Bioenergy | No | MSW |  | 49 | HV | England | North East | TS90 8WS |  | 458191 | 520347 | 2016 | BIO-000940
Sembcorp Utilities | Wilton International | Fossil Fuel | Conventional steam | Yes | Natural Gas |  | 120 | HV | England | North East | TS908WS |  | 458275 | 517359 | 1952 | GAS-000026
SSE Group | Slough Heat & Power | Bioenergy | Bioenergy | Yes | Biomass |  | 35 | LV | England | South East | SL14TT |  | 495316 | 181476 | 2014 | BIO-000632
SSE Group | Peterhead | Fossil Fuel | CCGT | No | Natural Gas |  | 1180 | HV | Scotland | Scotland | AB423BZ |  | 412790 | 843093 | 1980 | GAS-000120
SSE Group | Keadby | Fossil Fuel | CCGT | No | Natural Gas |  | 735 | HV | England | East Midlands | DN173EF |  | 483280 | 411671 | 1986 | GAS-000123
SSE Group | Medway | Fossil Fuel | CCGT | No | Natural Gas |  | 755 | HV | England | South East | ME30AG |  | 586916 | 174008 | 1995 | GAS-000152
SSE Group | Burghfield | Fossil Fuel | Single cycle | No | Natural Gas |  | 50 | HV | England | South East | RG303UW |  | 466926 | 166323 | 1998 | GAS-000182
SSE Group | Chickerell | Fossil Fuel | Single cycle | No | Natural Gas |  | 50 | HV | England | South West | DT49XH |  | 364051 | 80933 | 1999 | GAS-000183
SSE Group | Keadby 2 | Fossil Fuel | CCGT | No | Natural Gas |  | 840 | HV | England | East Midlands | DN17 4DG | SE823117 | 482347 | 411709 | 2023 | GAS-001553
SSE Group | Rannoch | Hydro | Large Hydro | No | Hydro |  | 45 | LV | Scotland | Scotland | PH173QP |  | 265618.9 | 758237.4 | 1930 | HNF-000004
SSE Group | Tummel | Hydro | Large Hydro | No | Hydro |  | 34 | LV | Scotland | Scotland | PH165SB |  | 261249.2 | 580838.5 | 1933 | HNF-000005
SSE Group | Cladach Dam | Hydro | Small Hydro | No | Hydro |  | 0.22 | LV | Scotland | Scotland |  | NS014376 | 219715 | 595201 | 1949 | HNF-000013
SSE Group | Pitlochry Power Station - A | Hydro | Large Hydro | No | Hydro |  | 15 | HV | Scotland | Scotland |  | NN936577 | 293515 | 757730 | 1950 | HNF-000014
SSE Group | Morar Power Station - A,C | Hydro | Small Hydro | No | Hydro |  | 0.75 | LV | Scotland | Scotland |  | NM682922 | 168582 | 792663.6 | 1950 | HNF-000015
SSE Group | Nostie Bridge Power Station - A | Hydro | Small Hydro | No | Hydro |  | 1.3 | LV | Scotland | Scotland |  | NH852274 | 185143.9 | 826708.6 | 1950 | HNF-000016
SSE Group | Grudie Bridge Power Station - A, G | Hydro | Large Hydro | No | Hydro |  | 18.66 | LV | Scotland | Scotland |  | NH310624 | 231315.7 | 862293.4 | 1950 | HNF-000017
SSE Group | Clunie | Hydro | Large Hydro | No | Hydro |  | 61.2 | HV | Scotland | Scotland | PH165NF |  | 293345.9 | 757790 | 1950 | HNF-000018
SSE Group | Sloy | Hydro | Large Hydro | No | Hydro |  | 152.5 | HV | Scotland | Scotland | G837DP |  | 232178.8 | 709714.4 | 1950 | HNF-000019
SSE Group | Clunie Dam - A | Hydro | Small Hydro | No | Hydro |  | 0.175 | LV | Scotland | Scotland |  | NN884603 | 293345.9 | 757790 | 1950 | HNF-000020
SSE Group | Pitlochry Compensation Generation - A | Hydro | Small Hydro | No | Hydro |  | 0.059 | LV | Scotland | Scotland |  | NN936577 | 293500 | 757752 | 1950 | HNF-000021
SSE Group | Striven Power Station - A | Hydro | Large Hydro | No | Hydro |  | 8 | LV | Scotland | Scotland |  | NS056840 | 205595 | 683990 | 1951 | HNF-000022
SSE Group | Fasnakyle | Hydro | Large Hydro | No | Hydro |  | 69 | HV | Scotland | Scotland |  | NH319296 | 226978 | 827215.2 | 1951 | HNF-000023
SSE Group | Kerry Falls Power Station | Hydro | Small Hydro | No | Hydro |  | 1.25 | LV | Scotland | Scotland |  | NG829720 | 181231.1 | 875180.6 | 1951 | HNF-000024
SSE Group | Beannachran Dam - A | Hydro | Small Hydro | No | Hydro |  | 0.16 | LV | Scotland | Scotland |  | NN325394 | 233926.1 | 831784.4 | 1951 | HNF-000025
SSE Group | Storr Lochs Power Station - A | Hydro | Small Hydro | No | Hydro |  | 2.4 | LV | Scotland | Scotland |  | NG515527 | 147915.6 | 843505.4 | 1952 | HNF-000027
SSE Group | Lussa Power Station - A | Hydro | Small Hydro | No | Hydro |  | 2.4 | LV | Scotland | Scotland |  | NR735261 | 176153.7 | 625756.9 | 1952 | HNF-000028
SSE Group | Dundreggan Dam A | Hydro | Small Hydro | No | Hydro |  | 0.16 | LV | Scotland | Scotland |  | NH357156 | 231413.1 | 813651.7 | 1953 | HNF-000031
SSE Group | Gaur Power Station - A | Hydro | Small Hydro | No | Hydro |  | 7.9 | LV | Scotland | Scotland |  | NN464579 | 247261.3 | 757140.6 | 1953 | HNF-000033
SSE Group | Torr Achilty Power Station - A,E | Hydro | Large Hydro | No | Hydro |  | 15 | LV | Scotland | Scotland |  | NH446545 | 244418.4 | 854546.6 | 1954 | HNF-000036
SSE Group | Loch Dubh | Hydro | Small Hydro | No | Hydro |  | 1.2 | LV | Scotland | Scotland |  | NC149012 | 213243.8 | 901138.9 | 1954 | HNF-000037
SSE Group | Luichart | Hydro | Large Hydro | No | Hydro |  | 34 | HV | Scotland | Scotland | IV149EW |  | 231809.7 | 862261.3 | 1954 | HNF-000038
SSE Group | Meig Dam | Hydro | Small Hydro | No | Hydro |  | 0.076 | LV | Scotland | Scotland |  | NH375560 | 237124.7 | 855942.4 | 1954 | HNF-000039
SSE Group | Luichart Dam - A | Hydro | Small Hydro | No | Hydro |  | 0.085 | LV | Scotland | Scotland |  | NH389579 | 232652.8 | 862232.7 | 1954 | HNF-000040
SSE Group | Mullardoch Power Station - A,C | Hydro | Small Hydro | No | Hydro |  | 2.4 | LV | Scotland | Scotland |  | NH223310 | 222860 | 831415 | 1955 | HNF-000041
SSE Group | Quoich Power Station - A, E, G | Hydro | Large Hydro | No | Hydro |  | 18.05 | LV | Scotland | Scotland |  | NH107012 | 216881.8 | 800852.9 | 1955 | HNF-000042
SSE Group | Finlarig Power Station - A,G | Hydro | Large Hydro | No | Hydro |  | 16.5 | HV | Scotland | Scotland |  | NN585345 | 257077.3 | 733907.8 | 1955 | HNF-000043
SSE Group | Clachan | Hydro | Large Hydro | No | Hydro |  | 40 | LV | Scotland | Scotland |  | NN192133 | 148598 | 866496.7 | 1955 | HNF-000044
SSE Group | Errochty | Hydro | Large Hydro | No | Hydro |  | 75 | HV | Scotland | Scotland | PH165SD |  | 280853.3 | 765408.2 | 1955 | HNF-000045
SSE Group | Quoich Dam - A | Hydro | Small Hydro | No | Hydro |  | 0.32 | LV | Scotland | Scotland |  | NH071023 | 216881.8 | 800852.9 | 1955 | HNF-000046
SSE Group | Allt Na Lairige Power Station | Hydro | Large Hydro | No | Hydro |  | 6 | LV | Scotland | Scotland |  | NN231164 | 220655 | 714679 | 1956 | HNF-000047
SSE Group | Ceannacroc Power Station - A, E | Hydro | Large Hydro | No | Hydro |  | 16.5 | LV | Scotland | Scotland |  | NH224108 | 222745 | 810690 | 1956 | HNF-000048
SSE Group | Invergarry Power Station - A,E | Hydro | Large Hydro | No | Hydro |  | 19.975 | HV | Scotland | Scotland |  | NH319013 | 231930 | 801320 | 1956 | HNF-000049
SSE Group | Kilmelford Power Station - A, C, | Hydro | Small Hydro | No | Hydro |  | 2 | LV | Scotland | Scotland |  | NM541144 | 183921.7 | 712587 | 1956 | HNF-000050
SSE Group | Achanalt Power Station - A | Hydro | Small Hydro | No | Hydro |  | 3.1 | LV | Scotland | Scotland |  | NH309620 | 225895 | 861615 | 1956 | HNF-000051
SSE Group | Cluanie Dam - A | Hydro | Small Hydro | No | Hydro |  | 0.32 | LV | Scotland | Scotland |  | NH185099 | 218164.2 | 809842.5 | 1956 | HNF-000052
SSE Group | Awe Barrage - A | Hydro | Small Hydro | No | Hydro |  | 0.886 | LV | Scotland | Scotland |  | NN046287 | 202987 | 729485 | 1956 | HNF-000053
SSE Group | Kilmelford Compset A,C | Hydro | Small Hydro | No | Hydro |  | 0.082 | LV | Scotland | Scotland |  | NM541144 | 183921.7 | 712587 | 1956 | HNF-000054
SSE Group | Loyne Power Station - A,C | Hydro | Small Hydro | No | Hydro |  | 0.55 | LV | Scotland | Scotland |  | NH200079 | 228554.9 | 813307 | 1956 | HNF-000055
SSE Group | Tralaig Power Station | Hydro | Small Hydro | No | Hydro |  | 0.084 | LV | Scotland | Scotland |  | NM871169 | 183921.7 | 712587 | 1956 | HNF-000056
SSE Group | Vaich Power Station | Hydro | Small Hydro | No | Hydro |  | 0.32 | LV | Scotland | Scotland |  | NH321726 | 234419.7 | 875106.6 | 1956 | HNF-000057
SSE Group | Ceannacroc Compensation Generator | Hydro | Small Hydro | No | Hydro |  | 3.5 | LV | Scotland | Scotland |  | NH224108 | 222745 | 810690 | 1956 | HNF-000058
SSE Group | St Fillans Power Station - A, G | Hydro | Large Hydro | No | Hydro |  | 16.83 | LV | Scotland | Scotland |  | NN691246 | 269101.6 | 724133.4 | 1957 | HNF-000059
SSE Group | Sron Mor Power Station - A,C | Hydro | Large Hydro | No | Hydro |  | 5 | LV | Scotland | Scotland |  | NN161201 | 264850 | 798415 | 1957 | HNF-000060
SSE Group | Mossford Power Station - A,G | Hydro | Large Hydro | No | Hydro |  | 18.66 | HV | Scotland | Scotland |  | NH330633 | 233010.4 | 863187.4 | 1957 | HNF-000061
SSE Group | Glenmoriston | Hydro | Large Hydro | No | Hydro |  | 37 | HV | Scotland | Scotland | IV36YH |  | 230869.8 | 812928.1 | 1957 | HNF-000062
SSE Group | Stronuich Power Station - A | Hydro | Small Hydro | No | Hydro |  | 0.18 | LV | Scotland | Scotland |  | NN507419 | 250616.9 | 742103.9 | 1957 | HNF-000063
SSE Group | Dalchonize Power Station-A,C | Hydro | Small Hydro | No | Hydro |  | 4 | LV | Scotland | Scotland |  | NN740220 | 274035 | 721990 | 1958 | HNF-000064
SSE Group | Shin Power Station-A,G | Hydro | Large Hydro | No | Hydro |  | 18.62 | LV | Scotland | Scotland |  | NH574974 | 257261.3 | 897258.5 | 1958 | HNF-000065
SSE Group | Lochay | Hydro | Large Hydro | No | Hydro |  | 46 | HV | Scotland | Scotland |  | NN545350 | 256968.2 | 734182.1 | 1958 | HNF-000066
SSE Group | Shin Diversion Dam - A | Hydro | Small Hydro | No | Hydro |  | 0.1 | LV | Scotland | Scotland |  | NC582051 | 257261.3 | 897258.5 | 1958 | HNF-000067
SSE Group | Lubreoch Power Station - A | Hydro | Small Hydro | No | Hydro |  | 4 | LV | Scotland | Scotland |  | NN454418 | 245251 | 741685.4 | 1958 | HNF-000068
SSE Group | Lochay Compensation Generator | Hydro | Small Hydro | No | Hydro |  | 2 | LV | Scotland | Scotland |  | NN545350 | 258746.5 | 733924.4 | 1958 | HNF-000069
SSE Group | Lochay Fish Pass Generator - C | Hydro | Small Hydro | No | Hydro |  | 0.054 | LV | Scotland | Scotland |  | NN545350 | 256968.2 | 734182.1 | 1958 | HNF-000070
SSE Group | Cassley Power Station - A,C,E | Hydro | Large Hydro | No | Hydro |  | 10 | LV | Scotland | Scotland |  | NC396232 | 247325 | 901540 | 1959 | HNF-000073
SSE Group | Cashlie Power Station - A,C | Hydro | Large Hydro | No | Hydro |  | 11 | LV | Scotland | Scotland |  | NN507421 | 248530 | 741735 | 1959 | HNF-000074
SSE Group | Orrin Power Station- A | Hydro | Large Hydro | No | Hydro |  | 18 | HV | Scotland | Scotland |  | NH436546 | 246905 | 851695 | 1959 | HNF-000075
SSE Group | Cuaich Power Station - A,C | Hydro | Small Hydro | No | Hydro |  | 2.5 | LV | Scotland | Scotland |  | NN574868 | 263487.8 | 784203.5 | 1959 | HNF-000076
SSE Group | Trinafour Power Station - A | Hydro | Small Hydro | No | Hydro |  | 0.55 | LV | Scotland | Scotland |  | NN725648 | 270988.1 | 765725.2 | 1959 | HNF-000077
SSE Group | Duchally Power Station - A,C,E | Hydro | Small Hydro | No | Hydro |  | 0.45 | LV | Scotland | Scotland |  | NC368203 | 238694.1 | 916750.9 | 1959 | HNF-000078
SSE Group | Lairg Power Station | Hydro | Small Hydro | No | Hydro |  | 3.5 | LV | Scotland | Scotland |  | NC575070 | 249712.9 | 916014 | 1959 | HNF-000079
SSE Group | Gisla Power Station - A | Hydro | Small Hydro | No | Hydro |  | 0.72 | LV | Scotland | Scotland |  | NB129258 | 113291 | 926162.9 | 1960 | HNF-000080
SSE Group | Chliostair Power Station - A,C | Hydro | Small Hydro | No | Hydro |  | 1.32 | LV | Scotland | Scotland |  | NB059092 | 120329 | 908665.5 | 1960 | HNF-000081
SSE Group | Loch Gair Power Station - A,C | Hydro | Large Hydro | No | Hydro |  | 6 | LV | Scotland | Scotland |  | NR925908 | 192865 | 691305 | 1961 | HNF-000082
SSE Group | Lednock Power Station - A | Hydro | Small Hydro | No | Hydro |  | 3 | LV | Scotland | Scotland |  | NN698304 | 276730 | 722040 | 1961 | HNF-000083
SSE Group | Livishie Power Station - A | Hydro | Large Hydro | No | Hydro |  | 15 | LV | Scotland | Scotland |  | NH353160 | 240245 | 817495 | 1962 | HNF-000086
SSE Group | Aigas Power Station - A,E | Hydro | Large Hydro | No | Hydro |  | 20 | HV | Scotland | Scotland |  | NH474437 | 247395 | 843655 | 1962 | HNF-000087
SSE Group | Kilmorack Power Station -A,E | Hydro | Large Hydro | No | Hydro |  | 20 | HV | Scotland | Scotland |  | NH494442 | 249410 | 844225 | 1962 | HNF-000088
SSE Group | Culligran Power Station Unit 2 - A | Hydro | Large Hydro | No | Hydro |  | 17.1 | HV | Scotland | Scotland |  | NH378405 | 231877.3 | 839888.3 | 1962 | HNF-000089
SSE Group | Loch Ericht Power Station - A | Hydro | Small Hydro | No | Hydro |  | 2.2 | LV | Scotland | Scotland |  | NN553728 | 262079.9 | 783677.4 | 1962 | HNF-000091
SSE Group | Culligran Comp Set - A,C,E | Hydro | Small Hydro | No | Hydro |  | 2 | HV | Scotland | Scotland |  | NH378405 | 231877.3 | 839888.3 | 1962 | HNF-000093
SSE Group | Mucomir Power Station | Hydro | Small Hydro | No | Hydro |  | 1.9 | LV | Scotland | Scotland |  | NN183838 | 218350 | 783900 | 1962 | HNF-000094
SSE Group | Nant Power Station - A,E | Hydro | Large Hydro | No | Hydro |  | 15 | HV | Scotland | Scotland |  | NN016207 | 203606.8 | 723291.4 | 1963 | HNF-000095
SSE Group | Inverawe | Hydro | Large Hydro | No | Hydro |  | 25 | LV | Scotland | Scotland | PA351HQ |  | 202299.5 | 730929.5 | 1963 | HNF-000096
SSE Group | Deanie | Hydro | Large Hydro | No | Hydro |  | 38 | HV | Scotland | Scotland | IV47JX |  | 219200 | 710100 | 1963 | HNF-000097
SSE Group | Misgeach Power Station - A | Hydro | Small Hydro | No | Hydro |  | 0.35 | LV | Scotland | Scotland |  | NH183381 | 229571 | 838608.4 | 1963 | HNF-000100
SSE Group | Foyers Falls Power Station | Hydro | Large Hydro | No | Hydro |  | 5.2 | LV | Scotland | Scotland |  | NH497210 | 249845 | 820010 | 1968 | HNF-000105
SSE Group | River Cuileig | Hydro | Small Hydro | No | Hydro |  | 3.3 | LV | Scotland | Scotland |  | NH193789 | 219300 | 878900 | 2002 | HNF-000227
SSE Group | Orrin Dam - A | Hydro | Small Hydro | No | Hydro |  | 0.256 | LV | Scotland | Scotland |  | NH403503 | 245505.4 | 856091.6 | 2002 | HNF-000229
SSE Group | Invergarry Dam - A, E | Hydro | Small Hydro | No | Hydro |  | 0.24 | LV | Scotland | Scotland |  | NH319413 | 238863 | 809324 | 2003 | HNF-000240
SSE Group | Kingairloch Power Station - A,C | Hydro | Small Hydro | No | Hydro |  | 3.5 | LV | Scotland | Scotland |  | NM810547 | 184177 | 752489.5 | 2005 | HNF-000265
SSE Group | Fasnakyle Compensation Generator - A, C | Hydro | Large Hydro | No | Hydro |  | 7.701 | LV | Scotland | Scotland |  | NH319296 | 226978 | 827215.2 | 2006 | HNF-000284
SSE Group | Glendoe Hydro Power Station | Hydro | Large Hydro | No | Hydro |  | 100 | HV | Scotland | Scotland |  | NH406079 | 238719.4 | 808777 | 2008 | HNF-000327
SSE Group | Foyers Pumped Storage | Pumped hydro | Pumped hydro | No | Pumped hydro |  | 300 | HV | Scotland | Scotland |  | NH497210 | 250350 | 821750 | 1974 | HST-000115
SSE Group | Bowmore | Fossil Fuel | Single cycle | No | Diesel/Gas Oil |  | 6 | HV | Scotland | Scotland | PA437LL |  | 132024 | 660214 | 1946 | OIL-000012
SSE Group | Kirkwall | Fossil Fuel | Single cycle | No | Diesel/Gas Oil |  | 16 | HV | Scotland | Scotland | KW151AN |  | 344667 | 1010985 | 1952 | OIL-000029
SSE Group | Stornoway | Fossil Fuel | Single cycle | No | Diesel/Gas Oil |  | 23 | HV | Scotland | Scotland | HS1 2RT | NB431321 | 143150 | 932158 | 1952 | OIL-000030
SSE Group | Lerwick | Fossil Fuel | Single cycle | No | Diesel/Gas Oil |  | 67 | LV | Scotland | Scotland | ZE10PS |  | 446456 | 1142790 | 1953 | OIL-000034
SSE Group | Tiree | Fossil Fuel | Single cycle | No | Diesel/Gas Oil |  | 2.5 | HV | Scotland | Scotland | PA776UP |  | 100030 | 744120 | 1953 | OIL-000035
SSE Group | Loch Carnan | Fossil Fuel | Single cycle | No | Diesel/Gas Oil |  | 11 | HV | Scotland | Scotland | HS8 5NY | NF832427 | 83233 | 842636 | 1972 | OIL-000113
SSE Group | Barra | Fossil Fuel | Single cycle | No | Diesel/Gas Oil |  | 2.5 | HV | Scotland | Scotland | HS95YA |  | 71706 | 803309 | 1986 | OIL-000130
SSE Group | Arnish | Fossil Fuel | Single cycle | No | Diesel/Gas Oil |  | 10 | HV | Scotland | Scotland | HS1 2XX | NB422305 | 142229 | 930499 | 2000 | OIL-000209
SSE Group | SSE Arena Belfast | Solar | PV | No | Solar |  | 0.41992 | LV | Northern Ireland | Northern Ireland |  | NW473302 | 147232 | 530243 | 2017 | SOL-001236
SSE Group | Greater Gabbard | Wind | Offshore | No | Wind |  | 504 | HV | England | East of England |  | TM714315 | 670237 | 231640 | 2011 | WOF-000406
SSE Group | Beatrice Offshore windfarm | Wind | Offshore | No | Wind |  | 588 | HV | Scotland | Scotland |  | ND500486 | 344074 | 911416 | 2018 | WOF-001261
SSE Group | Seagreen | Wind | Offshore | No | Wind |  | 1075 | HV | Scotland | Scotland |  | NP1700042000 | 417000 | 742000 | 2022 | WOF-001523
SSE Group | Tangy Wind Farm - A | Wind | Onshore | No | Wind |  | 18.52 | LV | Scotland | Scotland |  | NR685282 | 167373 | 626330 | 2002 | WON-000235
SSE Group | Artfield Fell Windfarm - A,C | Wind | Onshore | No | Wind |  | 28.6 | LV | Scotland | Scotland |  | NX236659 | 223005 | 567000 | 2005 | WON-000274
SSE Group | Hadyard Hill Windfarm - A,C | Wind | Onshore | No | Wind |  | 119.8 | HV | Scotland | Scotland |  | NX279982 | 227133 | 597446 | 2005 | WON-000280
SSE Group | Bessy Bell Windfarm (NI) Limited | Wind | Onshore | No | Wind |  | 9 | LV | Northern Ireland | Northern Ireland | BT78 4EZ | H395815 | 51953 | 543825 | 2008 | WON-000334
SSE Group | Drumderg Windfarm | Wind | Onshore | No | Wind |  | 36.8 | LV | Scotland | Scotland |  | NO180538 | 324500 | 748500 | 2008 | WON-000335
SSE Group | Fairburn Windfarm | Wind | Onshore | No | Wind |  | 40 | LV | Scotland | Scotland |  | NH426534 | 242550 | 852250 | 2009 | WON-000366
SSE Group | Toddleburn Windfarm | Wind | Onshore | No | Wind |  | 27.6 | HV | Scotland | Scotland |  | NT433499 | 345050 | 653150 | 2010 | WON-000387
SSE Group | Achany Windfarm | Wind | Onshore | No | Wind |  | 38 | LV | Scotland | Scotland |  | NC480018 | 252350 | 904150 | 2010 | WON-000391
SSE Group | Slieve Kirk Windfarm | Wind | Onshore | No | Wind |  | 73.6 | HV | Northern Ireland | Northern Ireland | BT473RL |  | 61258 | 571215 | 2011 | WON-000418
SSE Group | Clyde Windfarm (South) | Wind | Onshore | No | Wind |  | 128.8 | LV | Scotland | Scotland |  | NS982134 | 302500 | 617500 | 2011 | WON-000419
SSE Group | Griffin Wind Farm | Wind | Onshore | No | Wind |  | 188.6 | HV | Scotland | Scotland |  | NN910427 | 293600 | 744600 | 2011 | WON-000420
SSE Group | Gordonbush Wind Farm | Wind | Onshore | No | Wind |  | 70 | HV | Scotland | Scotland |  | NC826113 | 284500 | 909500 | 2011 | WON-000422
SSE Group | Clyde Windfarm (Central) | Wind | Onshore | No | Wind |  | 195.9 | LV | Scotland | Scotland |  | NS987202 | 302500 | 622500 | 2011 | WON-000425
SSE Group | Clyde Windfarm (North) | Wind | Onshore | No | Wind |  | 197.7 | LV | Scotland | Scotland |  | NS985240 | 302500 | 627500 | 2012 | WON-000476
SSE Group | Spurness Wind Farm II | Wind | Onshore | No | Wind |  | 10 | LV | Scotland | Scotland |  | HY606356 | 360531 | 1033828 | 2012 | WON-000477
SSE Group | Cathkin Braes Wind Farm | Wind | Onshore | No | Wind |  | 3 | LV | Scotland | Scotland |  | NS612582 | 261220 | 658203 | 2013 | WON-000526
SSE Group | Keadby Wind Farm | Wind | Onshore | No | Wind |  | 68 | LV | England | Yorkshire and the Humber |  | SE829126 | 481890 | 413515 | 2013 | WON-000559
SSE Group | Strathy North | Wind | Onshore | No | Wind |  | 66 | HV | Scotland | Scotland |  | NC820598 | 281550 | 957550 | 2015 | WON-000758
SSE Group | Dunmaglass Wind Farm | Wind | Onshore | No | Wind |  | 94.05 | HV | Scotland | Scotland |  | NH609227 | 264000 | 820120 | 2016 | WON-000978
SSE Group | Tievenameenta Wind Farm | Wind | Onshore | No | Wind |  | 34.5 | LV | Northern Ireland | Northern Ireland |  | NV288423 | 28892 | 543668 | 2016 | WON-000979
SSE Group | Bhlaraidh Wind Farm | Wind | Onshore | No | Wind |  | 110.4 | HV | Scotland | Scotland |  | NH369203 | 238277 | 816488 | 2017 | WON-001169
SSE Group | Stronelairg Wind Farm | Wind | Onshore | No | Wind |  | 227.7 | HV | Scotland | Scotland |  | NH526030 | 247166 | 806833 | 2018 | WON-001268
SSE Group | Gordonbush Ext | Wind | Onshore | No | Wind |  | 47.3 | HV | Scotland | Scotland |  | NC826113 | 284500 | 909500 | 2021 | WON-001293
SSE Group | Viking Wind Farm | Wind | Onshore | No | Wind |  | 443 | HV | Scotland | Scotland |  | HU4380061960 | 443800 | 1161960 | 2023 | WON-001600
SSE Group and Equinor | Dogger Bank A | Wind | Offshore | No | Wind |  | 520 | HV | England | North East |  | OV7000050000 | 570000 | 550000 | 2024 | WOF-001577
Statkraft | Rheidol Hydro Scheme Gen 4 | Hydro | Small Hydro | No | Hydro |  | 1.25 | LV | Wales | Wales |  | SN7070479283 | 270704.1 | 279283 | 1961 | HNF-000084
Statkraft | Rheidol Hydro Scheme Gen 3 | Hydro | Large Hydro | No | Hydro |  | 20.5 | LV | Wales | Wales |  | SN7469283465 | 274692.2 | 283465.9 | 1962 | HNF-000085
Statkraft | Rheidol Hydro Scheme Gen 1 | Hydro | Large Hydro | No | Hydro |  | 13.5 | LV | Wales | Wales |  | SN7046679169 | 270466.4 | 279169.8 | 1962 | HNF-000090
Statkraft | Rheidol Hydro Scheme Gen 2 | Hydro | Large Hydro | No | Hydro |  | 20.5 | LV | Wales | Wales |  | SN7469283465 | 274692.2 | 283465.9 | 1962 | HNF-000092
Statkraft | Rheidol Hydro Scheme Gen 5 | Hydro | Small Hydro | No | Hydro |  | 0.075 | LV | Wales | Wales |  | SN7530383745 | 275303.2 | 283745.9 | 1963 | HNF-000098
Statkraft | Rheidol Hydro Scheme Gen 6 | Hydro | Small Hydro | No | Hydro |  | 0.05 | LV | Wales | Wales |  | SN7469283465 | 274692.2 | 283465.9 | 1963 | HNF-000099
Statkraft | Rheidol Hydro Scheme Gen 7 | Hydro | Small Hydro | No | Hydro |  | 0.1 | LV | Wales | Wales |  | SN7070479283 | 270704.1 | 279283 | 1985 | HNF-000129
Statkraft | Alltwalis | Wind | Onshore | No | Wind |  | 23 | HV | Wales | Wales | SA327ED |  | 246387 | 233404 | 2009 | WON-000373
Statkraft | Baillie | Wind | Onshore | No | Wind |  | 53 | HV | Scotland | Scotland | KW147EP |  | 302550 | 965650 | 2013 | WON-000511
Statkraft | Berry Burn | Wind | Onshore | No | Wind |  | 67 | HV | Scotland | Scotland | IV362QH |  | 311550 | 840550 | 2014 | WON-000640
Statkraft | Andershaw | Wind | Onshore | No | Wind |  | 36 | HV | Scotland | Scotland | ML126SX |  | 283500 | 625500 | 2017 | WON-001146
Temporis Capital | Osspower | Hydro | Small Hydro | No | Hydro |  | 1.995 | LV | Scotland | Scotland | G837DX |  | 0 | 0 | 2012 | HNF-000455
Temporis Capital | Derrydarroch | Hydro | Small Hydro | No | Hydro |  | 1.995 | LV | Scotland | Scotland | G837DX |  | 212176 | 775418 | 2015 | HNF-000741
Temporis Capital | Upper Falloch | Hydro | Small Hydro | No | Hydro |  | 0.896 | LV | Scotland | Scotland | FK208RL |  | 0 | 0 | 2015 | HNF-000742
Temporis Capital | Ransonmoor | Wind | Onshore | No | Wind |  | 10 | LV | England | East of England | PE150TY |  | 537950 | 292470 | 2007 | WON-000304
Temporis Capital | Greendykeside | Wind | Onshore | No | Wind |  | 4 | LV | Scotland | Scotland | ML67TT |  | 281134 | 670403 | 2007 | WON-000316
Temporis Capital | Craig | Wind | Onshore | No | Wind |  | 10 | HV | Scotland | Scotland | DG130NZ |  | 331995 | 586055 | 2007 | WON-000320
Temporis Capital | Lochhead | Wind | Onshore | No | Wind |  | 6 | LV | Scotland | Scotland | ML93PP |  | 275500 | 646500 | 2009 | WON-000362
Temporis Capital | Achairn | Wind | Onshore | No | Wind |  | 6 | LV | Scotland | Scotland | KW15SG |  | 329950 | 950650 | 2009 | WON-000364
Temporis Capital | Muirhall | Wind | Onshore | No | Wind |  | 12.3 | LV | Scotland | Scotland | EH558LN |  | 300605 | 653760 | 2010 | WON-000398
Temporis Capital | White Mill | Wind | Onshore | No | Wind |  | 14.35 | LV | England | East of England | PE140LX |  | 545100 | 301570 | 2012 | WON-000469
Temporis Capital | Biggleswade | Wind | Onshore | No | Wind |  | 20 | LV | England | East of England | SG189TA |  | 521653 | 240193 | 2013 | WON-000558
Temporis Capital | Weston | Wind | Onshore | No | Wind |  | 4 | LV | England | East of England | PE378JX |  | 609009 | 315326 | 2014 | WON-000648
Temporis Capital | Pickenham | Wind | Onshore | No | Wind |  | 4 | LV | England | East of England | PE378JX |  | 585114 | 306597 | 2014 | WON-000649
Temporis Capital | Eye | Wind | Onshore | No | Wind |  | 6.8 | LV | England | East of England | SG189TA |  | 613137 | 274854 | 2014 | WON-000650
Temporis Capital | Halesworth | Wind | Onshore | No | Wind |  | 10 | LV | England | East of England | IP198NH |  | 640461 | 278558 | 2015 | WON-000760
Temporis Capital | Craig 2 | Wind | Onshore | No | Wind |  | 4.7 | HV | Scotland | Scotland | DG130NZ |  | 333264 | 587956 | 2017 | WON-001160
Temporis Capital | Dunsland Cross | Wind | Onshore | No | Wind |  | 6.15 | LV | England | South West | EX227AW |  | 242041 | 107244 | 2017 | WON-001170
Temporis Capital | Newark | Wind | Onshore | No | Wind |  | 6 | LV | England | East Midlands | NG243SD |  | 479589 | 350765 | 2017 | WON-001173
Temporis Capital | Blackcraig | Wind | Onshore | No | Wind |  | 52.9 | HV | Scotland | Scotland | DG73DZ |  | 270500 | 582500 | 2018 | WON-001265
Temporis Capital | Tullymurdoch | Wind | Onshore | No | Wind |  | 14.4 | LV | Scotland | Scotland | PH118LH |  | 319575 | 752228 | 2018 | WON-001267
The Banks Group | Hazlehead Wind Farm | Wind | Onshore | No | Wind |  | 6.15 | LV | England | Yorkshire and the Humber | HD92TR |  | 417915 | 403915 | 2011 | WON-000421
The Banks Group | Marr Wind Farm | Wind | Onshore | No | Wind |  | 8.2 | LV | England | Yorkshire and the Humber | DN57AZ |  | 451425 | 405250 | 2012 | WON-000461
The Banks Group | Armistead Wind Farm | Wind | Onshore | No | Wind |  | 12.3 | LV | England | North West | LA80HT |  | 358500 | 486900 | 2013 | WON-000510
The Banks Group | Penny Hill Wind Farm | Wind | Onshore | No | Wind |  | 20.4 | LV | England | Yorkshire and the Humber | S669BH |  | 446825 | 387627 | 2013 | WON-000518
The Banks Group | Heysham South Wind Farm | Wind | Onshore | No | Wind |  | 7.5 | LV | England | North West | LA33ES |  | 343719 | 461193 | 2015 | WON-000755
The Banks Group | Hook Moor Wind Farm | Wind | Onshore | No | Wind |  | 10 | LV | England | Yorkshire and the Humber | LS253EB | SE4490036085 | 444900 | 436085 | 2016 | WON-000944
The Banks Group | Lambs Hill Wind Farm | Wind | Onshore | No | Wind |  | 8 | LV | England | North East | TS211LX | NZ4368216981 | 443682 | 516981 | 2017 | WON-001147
The Banks Group | Moor House Wind Farm | Wind | Onshore | No | Wind |  | 12 | LV | England | North East | DL21SN |  | 432599 | 520053 | 2018 | WON-001263
The Banks Group | Middle Muir Wind Farm | Wind | Onshore | No | Wind |  | 51 | HV | Scotland | Scotland | ML126SZ |  | 288964 | 625283 | 2018 | WON-001272
The Banks Group | Kype Muir Wind Farm | Wind | Onshore | No | Wind |  | 88.4 | HV | Scotland | Scotland | ML106RE |  | 268129 | 640258 | 2019 | WON-001281
The Banks Group | Pates Hill | Wind | Onshore | No | Wind |  | 14 | LV | Scotland | Scotland |  | NS9913059300 | 299130 | 659300 | 2010 | WON-001535
The Banks Group | Milton Keynes | Wind | Onshore | No | Wind |  | 14 | LV | England | East Midlands |  | SP9000049090 | 490000 | 249090 | 2010 | WON-001536
UK Transition Limited | West Burton CCGT | Fossil Fuel | CCGT | No | Natural Gas |  | 1332 | HV | England | East Midlands | DN229BL | SK800861 | 479368 | 384538 | 2013 | GAS-000502
Uniper UK | Killingholme | Fossil Fuel | Single cycle | No | Natural Gas |  | 600 | HV | England | Yorkshire and the Humber | DN403LU |  | 516717 | 419816 | 1992 | GAS-000136
Uniper UK | Connahs Quay | Fossil Fuel | CCGT | No | Sour Gas |  | 1380 | HV | Wales | Wales | CH54BP |  | 328878 | 368331 | 1996 | GAS-000162
Uniper UK | Cottam Development Centre | Fossil Fuel | CCGT | No | Natural Gas |  | 445 | HV | England | East Midlands | DN220TF |  | 470307 | 378332 | 1999 | GAS-000179
Uniper UK | Enfield | Fossil Fuel | CCGT | No | Natural Gas |  | 408 | HV | England | London | EN37PL |  | 532446 | 190691 | 1999 | GAS-000186
Uniper UK | Grain | Fossil Fuel | CCGT | Yes | Natural Gas |  | 1517 | HV | England | South East | ME30AR |  | 588672 | 172826 | 2011 | GAS-000404
Uniper UK | Ratcliffe (OCGT) | Fossil Fuel | Single cycle | No | Diesel/Gas Oil |  | 34 | HV | England | East Midlands | NG110EE |  | 449969 | 327738 | 1967 | OIL-000104
Uniper UK | Taylors Lane | Fossil Fuel | Single cycle | No | Diesel/Gas Oil |  | 144 | HV | England | London | NW108JP |  | 524680 | 195111 | 1979 | OIL-000119
Uniper UK | Grain (OCGT) | Fossil Fuel | Single cycle | No | Diesel/Gas Oil |  | 50 | HV | England | South East | ME30AR |  | 0 | 0 | 2011 | OIL-000452
Vattenfall | Kentish Flats | Wind | Offshore | No | Wind |  | 90 | LV | England | South East |  | TR1501578055 | 615015 | 178055 | 2005 | WOF-000268
Vattenfall | Thanet | Wind | Offshore | No | Wind |  | 300 | HV | England | South East |  | TR5265876367 | 652658 | 176367 | 2010 | WOF-000380
Vattenfall | Ormonde | Wind | Offshore | No | Wind |  | 150 | HV | England | North West |  | SD0600066842 | 306000 | 466842 | 2011 | WOF-000405
Vattenfall | Kentish Flats Extension | Wind | Offshore | No | Wind |  | 49.5 | LV | England | South East |  | TR1537775526 | 615377 | 175526 | 2015 | WOF-000745
Vattenfall | Aberdeen | Wind | Offshore | No | Wind |  | 96.8 | HV | Scotland | Scotland |  | NJ9574814283 | 395748 | 814283 | 2018 | WOF-001260
Vattenfall | Edinbane | Wind | Onshore | No | Wind |  | 41.4 | HV | Scotland | Scotland |  | NG3435350769 | 134353 | 850769 | 2009 | WON-000367
Vattenfall | Swinford | Wind | Onshore | No | Wind |  | 22 | LV | England | East Midlands |  | SP5680479647 | 456804 | 279647 | 2012 | WON-000475
Vattenfall | Clashindarroch | Wind | Onshore | No | Wind |  | 36.9 | HV | Scotland | Scotland |  | NJ4821439951 | 348214 | 839951 | 2015 | WON-000749
Vattenfall | Pen Y Cymoedd | Wind | Onshore | No | Wind |  | 228 | HV | Wales | Wales |  | SS9287999365 | 292879 | 199365 | 2016 | WON-000973
Vattenfall | Ray | Wind | Onshore | No | Wind |  | 54.4 | LV | England | North East |  | NY9555087550 | 395550 | 587550 | 2017 | WON-001155
Venitent Energy Services | Kirkby Moor | Wind | Onshore | No | Wind |  | 4.8 | LV | England | North West | LA177UN |  | 326111 | 485242 | 1993 | WON-000139
Venitent Energy Services | Taff Ely | Wind | Onshore | No | Wind |  | 9 | LV | Wales | Wales | CF398DJ |  | 297000 | 186000 | 1993 | WON-000141
Venitent Energy Services | Bryn Titli | Wind | Onshore | No | Wind |  | 9.9 | LV | Wales | Wales | SY186RX |  | 293500 | 275500 | 1994 | WON-000147
Venitent Energy Services | Trysglwyn | Wind | Onshore | No | Wind |  | 5.6 | LV | Wales | Wales | LL689RF |  | 244000 | 389000 | 1996 | WON-000165
Venitent Energy Services | Rheidol | Wind | Onshore | No | Wind |  | 2.4 | LV | Wales | Wales | SY233N |  | 272400 | 280500 | 1997 | WON-000172
Venitent Energy Services | Llyn Alaw | Wind | Onshore | No | Wind |  | 20.4 | LV | Wales | Wales | LL680TB |  | 236000 | 387000 | 1997 | WON-000173
Venitent Energy Services | Novar | Wind | Onshore | No | Wind |  | 17 | LV | Scotland | Scotland | IV170XJ |  | 255500 | 871000 | 1997 | WON-000174
Venitent Energy Services | Mynydd Gorddu | Wind | Onshore | No | Wind |  | 10.2 | LV | Wales | Wales | SY245DP |  | 266200 | 287200 | 1998 | WON-000181
Venitent Energy Services | Beinn Ghlas | Wind | Onshore | No | Wind |  | 8.4 | LV | Scotland | Scotland | PA351HY |  | 196500 | 726000 | 1999 | WON-000190
Venitent Energy Services | Lambrigg | Wind | Onshore | No | Wind |  | 6.5 | LV | England | North West | LA80AP |  | 358800 | 493600 | 2000 | WON-000206
Venitent Energy Services | Bears Down | Wind | Onshore | No | Wind |  | 9.6 | LV | England | South West | TR84RJ |  | 190360 | 67560 | 2001 | WON-000215
Venitent Energy Services | Tow Law | Wind | Onshore | No | Wind |  | 2.31 | LV | England | North East | DL134DE |  | 411500 | 541000 | 2001 | WON-000217
Venitent Energy Services | Ardrossan | Wind | Onshore | No | Wind |  | 30 | LV | Scotland | Scotland | KA227NU |  | 223500 | 642500 | 2004 | WON-000253
Venitent Energy Services | Causeymire | Wind | Onshore | No | Wind |  | 48.3 | HV | Scotland | Scotland | KW15XR |  | 312000 | 950000 | 2005 | WON-000269
Venitent Energy Services | Mynydd Clogau | Wind | Onshore | No | Wind |  | 14.45 | LV | Wales | Wales | SY163DQ |  | 303300 | 298800 | 2006 | WON-000287
Venitent Energy Services | Farr | Wind | Onshore | No | Wind |  | 92 | HV | Scotland | Scotland | IV137ZA |  | 273500 | 829000 | 2006 | WON-000288
Venitent Energy Services | Ffynnon Oer | Wind | Onshore | No | Wind |  | 32 | LV | Wales | Wales | SA133LG |  | 285500 | 205500 | 2006 | WON-000290
Venitent Energy Services | Minsca | Wind | Onshore | No | Wind |  | 36.8 | HV | Scotland | Scotland | DG112QE |  | 313821 | 581690 | 2008 | WON-000341
Venitent Energy Services | Dalswinton | Wind | Onshore | No | Wind |  | 30 | HV | Scotland | Scotland | DG20YB |  | 295000 | 589000 | 2008 | WON-000343
Venitent Energy Services | Lissett Airfield | Wind | Onshore | No | Wind |  | 30 | LV | England | Yorkshire and the Humber | YO258PZ |  | 512263 | 458139 | 2009 | WON-000371
Venitent Energy Services | Hill of Fiddes | Wind | Onshore | No | Wind |  | 6.9 | LV | Scotland | Scotland | AB416QR |  | 393495 | 824485 | 2010 | WON-000385
Venitent Energy Services | Low Spinney | Wind | Onshore | No | Wind |  | 8.2 | LV | England | East Midlands | LE175NB |  | 455816 | 289705 | 2011 | WON-000416
Venitent Energy Services | Glenkerie | Wind | Onshore | No | Wind |  | 22 | LV | Scotland | Scotland | ML126QL |  | 310453 | 628117 | 2012 | WON-000460
Venitent Energy Services | Seamer | Wind | Onshore | No | Wind |  | 10.25 | LV | England | North East | TS159JH |  | 448125 | 511235 | 2012 | WON-000474
Venitent Energy Services | Blackstone Edge | Wind | Onshore | No | Wind |  | 7.5 | LV | England | Yorkshire and the Humber | S369PA |  | 419565 | 405226 | 2013 | WON-000509
Venitent Energy Services | Gordonstown Hill | Wind | Onshore | No | Wind |  | 12.5 | LV | Scotland | Scotland | AB538LH |  | 371136 | 841396 | 2013 | WON-000528
Venitent Energy Services | Westfield | Wind | Onshore | No | Wind |  | 10 | LV | Scotland | Scotland | KY50HJ |  | 319640 | 695487 | 2013 | WON-000537
Venitent Energy Services | Wingates | Wind | Onshore | No | Wind |  | 15 | LV | England | North East | NE658RW |  | 413034 | 597920 | 2013 | WON-000538
Venitent Energy Services | Tedder Hill | Wind | Onshore | No | Wind |  | 7.5 | LV | England | Yorkshire and the Humber | HU192BY |  | 530221 | 430242 | 2013 | WON-000554
Venitent Energy Services | A'Chruach | Wind | Onshore | No | Wind |  | 42.6 | HV | Scotland | Scotland | PA318BA |  | 197742 | 696597 | 2016 | WON-000950
Venitent Energy Services | North Steads | Wind | Onshore | No | Wind |  | 18.45 | LV | England | North East | NE615BB |  | 425478 | 597629 | 2016 | WON-000963
Venitent Energy Services | Sisters | Wind | Onshore | No | Wind |  | 8.2 | LV | England | North East | NE615ED |  | 425476 | 595602 | 2016 | WON-000964
Venitent Energy Services | Galawhistle | Wind | Onshore | No | Wind |  | 66 | HV | Scotland | Scotland | ML110SJ |  | 275443 | 629080 | 2017 | WON-001148
Veolia | SELCHP | Bioenergy | Bioenergy | Yes | MSW |  | 35 | LV | England | London | SE14 5RS | TQ358779 | 535605 | 178129 | 1994 | BIO-000145
Viridor Waste Management | Runcorn Energy from Waste | Bioenergy | Bioenergy | No | MSW |  | 91 | LV | England | North West | WA7 4HG | SJ498816 | 349985 | 381240 | 2014 | BIO-000633
Vitol | Rye House | Fossil Fuel | CCGT | No | Natural Gas |  | 715 | HV | England | East of England | EN110RF |  | 538365 | 209811 | 1993 | GAS-000138
Vitol | Damhead Creek | Fossil Fuel | CCGT | No | Natural Gas |  | 805 | HV | England | South East | ME39TX |  | 581973 | 173211 | 2000 | GAS-000195
Vitol | Shoreham | Fossil Fuel | CCGT | No | Natural Gas |  | 420 | LV | England | South East | BN411WF |  | 521488 | 105110 | 2000 | GAS-000196
Vitol | Blackburn | Fossil Fuel | CCGT | No | Natural Gas |  | 60 | LV | England | North West | BB25HX |  | 364659 | 424755 | 2002 | GAS-000221
Vitol | VPI | Fossil Fuel | CCGT | Yes | Natural Gas |  | 1252 | HV | England | Yorkshire and the Humber | DN403DZ |  | 518189 | 412390 | 2004 | GAS-000249
Wise Energy Limited | Wyld Meadow Farm Solar Park | Solar | PV | No | Solar |  | 4.8384 | LV | England | South West | EX13 5UL | SY3414498155 | 334144 | 98155 | 2012 | SOL-000488
Wise Energy Limited | Chilton Cantelo Solar park | Solar | PV | No | Solar |  | 4.997 | LV | England | South West | BA22 8BQ | ST5779721851 | 357797 | 121851 | 2012 | SOL-000494
Wise Energy Limited | Crossways Solar Park | Solar | PV | No | Solar |  | 4.997 | LV | England | South West | DT2 8BG | SY7747688548 | 377476 | 88548 | 2012 | SOL-000500
Wise Energy Limited | Knockworthy Farm Solar Park | Solar | PV | No | Solar |  | 4.6452 | LV | England | South West | EX38 7HJ | SS5112122799 | 251121 | 122799 | 2013 | SOL-000617
Wise Energy Limited | Raglington Farm Solar Park | Solar | PV | No | Solar |  | 5.733 | LV | England | South East | SO32 2HN | SU5406213445 | 454062 | 113445 | 2013 | SOL-000619
Wise Energy Limited | Blenches Mill Solar Park | Solar | PV | No | Solar |  | 6.0788 | LV | England | South West | BA13 4LR | ST8684852850 | 386848 | 152850 | 2014 | SOL-000695
Wise Energy Limited | Hook Valley Solar Park | Solar | PV | No | Solar |  | 15.3 | LV | England | South West | BA9 8AD | TM1085951069 | 610859 | 251069 | 2014 | SOL-000698
Wise Energy Limited | Whitley (Ashcott Farm) Solar Park | Solar | PV | No | Solar |  | 7.5702 | LV | England | South West | TA7 9QW | ST4444937081 | 344449 | 137081 | 2014 | SOL-000707
Wise Energy Limited | Burcroft Solar Parks | Solar | PV | No | Solar |  | 12.669 | LV | England | South West | EX5 3DA | SY0044297423 | 300442 | 97423 | 2014 | SOL-000708
WPO UK Services | Grange | Solar | PV | No | Solar |  | 14 | LV | England | East Midlands |  | TF3932618855 | 545055 | 318754 | 2015 | SOL-000596
WPO UK Services | Newnham | Solar | PV | No | Solar |  | 11.638 | LV | England | South West |  | SX5607658771 | 255124 | 57810 | 2015 | SOL-000837
WPO UK Services | Combermere | Solar | PV | No | Solar |  | 13.97 | LV | England | North West |  | SJ6013144306 | 360131 | 344306 | 2015 | SOL-000862
WPO UK Services | Bake Farm | Solar | PV | No | Solar |  | 4.9993 | LV | England | South West |  | SX3264958430 | 233036 | 58842 | 2016 | SOL-000917
WPO UK Services | Robert's Wall | Solar | PV | No | Solar |  | 2.56 | LV | Wales | Wales |  | SN1018600504 | 404789 | 250939 | 2015 | SOL-000922
WPO UK Services | Clapham | Solar | PV | No | Solar |  | 4.98 | LV | England | East of England |  | TL0373654248 | 503736 | 254248 | 2015 | SOL-000927
WPO UK Services | Somersall | Solar | PV | No | Solar |  | 2.56 | LV | England | East Midlands | DE6 5PD | SK136351 | 413267 | 334166 | 2015 | SOL-000934
WPO UK Services | Box Road | Solar | PV | No | Solar |  | 1.903 | LV | England | South West |  | SO7482102435 | 374821 | 202435 | 2016 | SOL-001022
WPO UK Services | Lains Farm | Solar | PV | No | Solar |  | 4.54 | LV | England | South East |  | SU2723244467 | 427232 | 144467 | 2016 | SOL-001023
WPO UK Services | Caldecote | Solar | PV | No | Solar |  | 4.977 | LV | England | East of England |  | TL2072157273 | 522603 | 258420 | 2016 | SOL-001035
WPO UK Services | Kirton | Solar | PV | No | Solar |  | 3.51 | LV | England | East Midlands |  | TF2760238140 | 528560 | 338839 | 2016 | SOL-001044
WPO UK Services | Rosedew | Solar | PV | No | Solar |  | 4.98 | LV | Wales | Wales |  | SS9687767695 | 296877 | 167695 | 2016 | SOL-001090
WPO UK Services | Asfordby B | Solar | PV | No | Solar |  | 4.98 | LV | England | East Midlands |  | SK7184120877 | 472617 | 320618 | 2016 | SOL-001092
WPO UK Services | Ashby | Solar | PV | No | Solar |  | 4.7991 | LV | England | East Midlands |  | SK3432917585 | 434525 | 317774 | 2016 | SOL-001093
WPO UK Services | Kelly Green | Solar | PV | No | Solar |  | 4.98 | LV | England | South West |  | SX0472074881 | 204720 | 74881 | 2016 | SOL-001095
WPO UK Services | Asfordby A | Solar | PV | No | Solar |  | 4.91 | LV | England | East Midlands |  | SK7184120877 | 474511 | 320079 | 2016 | SOL-001099
WPO UK Services | Far Danes | Solar | PV | No | Solar |  | 11.7 | LV | England | East Midlands |  | SK8642581821 | 486859 | 381401 | 2016 | SOL-001106
WPO UK Services | Crumlin | Solar | PV | No | Solar |  | 4.55 | LV | Wales | Wales |  | ST2040997637 | 320409 | 197637 | 2016 | SOL-001115
WPO UK Services | Caergarw | Solar | PV | No | Solar |  | 4.934 | LV | Wales | Wales |  | SS8221983728 | 282219 | 183728 | 2017 | SOL-001212
WPO UK Services | Moor Farm | Solar | PV | No | Solar |  | 3.73 | LV | England | West Midlands |  | SJ4168023332 | 342378 | 322180 | 2017 | SOL-001214
WPO UK Services | Magazine | Solar | PV | No | Solar |  | 3.449 | LV | England | West Midlands |  | SP2837497084 | 428174 | 296951 | 2017 | SOL-001215
WPO UK Services | Nailstone | Solar | PV | No | Solar |  | 4.9755 | LV | England | East Midlands |  | SK4277507520 | 442775 | 307520 | 2017 | SOL-001242
WPO UK Services | Haverigg III | Wind | Onshore | No | Wind |  | 3.4 | HV | England | North West |  | SD1393279392 | 313300 | 479100 | 2005 | WON-000270
WPO UK Services | Dummuies | Wind | Onshore | No | Wind |  | 12.25 | LV | Scotland | Scotland |  | NJ5635836050 | 358600 | 840300 | 2007 | WON-000307
WPO UK Services | FMC Dunfermline | Wind | Onshore | No | Wind |  | 1.5 | HV | Scotland | Scotland |  | NT1017885549 | 310010 | 685787 | 2011 | WON-000458
WPO UK Services | Lairg | Wind | Onshore | No | Wind |  | 7.5 | LV | Scotland | Scotland |  | NC6098003860 | 261293 | 903916 | 2012 | WON-000466
WPO UK Services | Eye | Wind | Onshore | No | Wind |  | 5 | HV | England | East of England |  | TM1308575398 | 613107 | 275558 | 2013 | WON-000517
WPO UK Services | AOE | Wind | Onshore | No | Wind |  | 11.5 | HV | Scotland | Scotland |  | NS5802548945 | 257717 | 648148 | 2014 | WON-000652
WPO UK Services | Greenvale March | Wind | Onshore | No | Wind |  | 1.5 | HV | England | East of England |  | TL3551493287 | 535656 | 293166 | 2015 | WON-000654
WPO UK Services | Altaveedan | Wind | Onshore | No | Wind |  | 18 | HV | Northern Ireland | Northern Ireland |  | NW2793786653 | 126801 | 584314 | 2017 | WON-000982
WPO UK Services | Airies | Wind | Onshore | No | Wind |  | 39.9 | HV | Scotland | Scotland |  | NX2662767127 | 226000 | 568000 | 2017 | WON-001165
WPO UK Services | Burton Wold | Wind | Onshore | No | Wind |  | 5.95 | LV | England | East Midlands | NN15 5PJ | SP9250074500 | 492500 | 274500 | 2006 | WON-001402
WPO UK Services | Slieve Rushen | Wind | Onshore | No | Wind |  | 54 | LV | Northern Ireland | Northern Ireland |  | SA3301991811 | 33019 | 491811 | 2008 | WON-001532
WPO UK Services | Garves | Wind | Onshore | No | Wind |  | 15 | LV | Northern Ireland | Northern Ireland |  | NW0820077000 | 108200 | 577000 | 2009 | WON-001533
WPO UK Services | Winscales Moor | Wind | Onshore | No | Wind |  | 5.95 | LV | England | North West |  | NY0350028500 | 303500 | 528500 | 2009 | WON-001534
WPO UK Services | Quixwood Moor | Wind | Onshore | No | Wind |  | 26.65 | LV | Scotland | Scotland |  | NT7802863859 | 378028 | 663859 | 2017 | WON-001537
WPO UK Services | Twin Rivers | Wind | Onshore | No | Wind |  | 28.7 | LV | England | East Midlands |  | SE8085218475 | 480852 | 418475 | 2016 | WON-001538
WPO UK Services | Ora More | Wind | Onshore | No | Wind |  | 15 | LV | Northern Ireland | Northern Ireland |  | NV1697209701 | 16972 | 509701 | 2017 | WON-001539
XceCo | Inner Dowsing Wind Farm | Wind | Offshore | No | Wind |  | 97.2 | LV | England | East Midlands | PE24 4UD | TF536655 | 563561 | 368447 | 2008 | WOF-000329
XceCo | Lynn Wind Farm | Wind | Offshore | No | Wind |  | 97.2 | LV | England | East Midlands |  | TF536655 | 564095 | 362638 | 2008 | WOF-000330

## DUKES 2024
Table 5.11 List of major power producer power stations in the United Kingdom operational at the end of May 2024 [note 1]
This worksheet contains one table
Some cells refer to notes which can be found on the notes worksheet
Freeze panes are active on this sheet, to turn off freeze panes select the 'view' then 'freeze panes' then 'unfreeze panes' or use [Alt W, F]
This table contains empty cells, empty cells indicate data not applicable
Company Name [note 30] | Site Name | Technology | Type | CHP | Primary Fuel | Secondary Fuel | InstalledCapacity (MW) | Grid Connection Type | Country | Region | Postcode | OS Reference | X-Coordinate | Y-Coordinate | Year Commissioned
Anesco | Puriton | Solar | PV | No | Solar |  | 4.5677 | LV | England | South West | TA64TG |  | 332462.0 | 142273.0 | 2011
Anesco | Slepe Farm | Solar | PV | No | Solar |  | 0.4984 | LV | England | South West | BH166HS |  | 392991.0 | 93161.0 | 2011
Anesco | Bourne Park | Solar | PV | No | Solar |  | 0.2484 | LV | England | South West | DT27TU |  | 372107.0 | 97577.0 | 2012
Anesco | Owls Lodge | Solar | PV | No | Solar |  | 10.0046 | LV | England | South East | SP116PL |  | 443869.0 | 142971.0 | 2013
Anesco | Shelswell | Solar | PV | No | Solar |  | 5.0633 | LV | England | South East | OX278EH |  | 460822.0 | 230982.0 | 2013
Anesco | Skylark | Solar | PV | No | Solar |  | 4.9389 | LV | England | East of England | CB232SZ |  | 531754.0 | 257635.0 | 2013
Anesco | Halse Solar Farm | Solar | PV | No | Solar |  | 8.3405 | LV | England | South West | TA43LY |  |  |  | 2013
Anesco | Jordanston Solar Farm | Solar | PV | No | Solar |  | 4.631 | LV | Wales | Wales | SA708NQ |  |  |  | 2013
Anesco | Horsacott Solar Farm | Solar | PV | No | Solar |  | 6.54 | LV | England | South West | EX312PD |  |  |  | 2013
Anesco | Sandys Moor | Solar | PV | No | Solar |  | 2.9 | LV | England | South West | TA42LY |  | 308509.0 | 127381.0 | 2013
Anesco | East Farm | Solar | PV | No | Solar |  | 6.843 | LV | England | South West | BA120PG |  | 398727.0 | 142115.0 | 2013
Anesco | Broxted | Solar | PV | No | Solar |  | 31.59 | LV | England | East of England |  | TQ637458 | 572387.0 | 251110.0 | 2013
Anesco | Huntingdon | Solar | PV | No | Solar |  | 10.204 | LV | England | East of England | PE285YJ |  | 520021.0 | 281612.0 | 2014
Anesco | Blackdown | Solar | PV | No | Solar |  | 7.454 | LV | England | South West | TA37DY |  | 320819.0 | 114679.0 | 2014
Anesco | Mendip | Solar | PV | No | Solar |  | 7.175 | LV | England | South West | BA53AA |  | 359176.0 | 151234.0 | 2014
Anesco | Newnton Dairy | Solar | PV | No | Solar |  | 7.176 | LV | England | South West | SN169SR |  | 392277.0 | 191968.0 | 2014
Anesco | Whitchurch | Solar | PV | No | Solar |  | 6.52 | LV | England | South West | BA34DW |  | 363439.0 | 153553.0 | 2014
Anesco | Watchfield Solar Farm | Solar | PV | No | Solar |  | 10.6998 | LV | England | South West | TA94LD |  | 334135.0 | 147772.0 | 2014
Anesco | Eynsham Solar Farm | Solar | PV | No | Solar |  | 13.452 | LV | England | South East | OX296XD |  | 439658.0 | 210754.0 | 2014
Anesco | Steventon | Solar | PV | No | Solar |  | 10.0392 | LV | England | South East | OX136AP |  | 444299.0 | 192928.0 | 2014
Anesco | Anglesey | Solar | PV | No | Solar |  | 14.9261 | LV | Wales | Wales | LL635SZ |  | 238717.0 | 367342.0 | 2014
Anesco | Welbeck | Solar | PV | No | Solar |  | 11.2608 | LV | England | East Midlands | NG209PU |  | 457669.0 | 369999.0 | 2014
Anesco | Salcey Farm | Solar | PV | No | Solar |  | 5.4616 | LV | England | South East | MK168LP |  | 485184.0 | 250544.0 | 2014
Anesco | Bulls Head North | Solar | PV | No | Solar |  | 5.513 | LV | England | East Midlands | MK168LP |  | 481460.0 | 251327.0 | 2014
Anesco | Bilsthorpe | Solar | PV | No | Solar |  | 5.7408 | LV | England | East Midlands | NG228ST |  | 465147.0 | 361625.0 | 2014
Anesco | Tope Farm | Solar | PV | No | Solar |  | 3.312 | LV | England | South West | TQ97DR |  | 283048.0 | 52733.0 | 2014
Anesco | Horam Solar Park | Solar | PV | No | Solar |  | 2.571 | LV | England | South East | TN210JN |  | 556616.0 | 115760.0 | 2015
Anesco | Pierces Farm | Solar | PV | No | Solar |  | 1.7431 | LV | England | South East | RG71LY |  | 468119.0 | 167296.0 | 2015
Anesco | Culworth | Solar | PV | No | Solar |  | 3.6364 | LV | England | East Midlands | OX172HW |  | 454564.0 | 245985.0 | 2015
Anesco | Abergelli | Solar | PV | No | Solar |  | 7.6822 | LV | Wales | Wales | SA57NN |  | 265507.0 | 202009.0 | 2015
Anesco | Gedling | Solar | PV | No | Solar |  | 5.7408 | LV | England | East Midlands | NG44JX |  | 461655.0 | 344045.0 | 2015
Anesco | Hadlow Place | Solar | PV | No | Solar |  | 18.9218 | LV | England | South East | CB89YD |  | 562879.0 | 145736.0 | 2015
Anesco | Higher Bye | Solar | PV | No | Solar |  | 6.7906 | LV | England | South West | TA230JT |  | 305042.0 | 142360.0 | 2015
Anesco | Trickey Warren | Solar | PV | No | Solar |  | 4.632 | LV | England | South West | TA37DY |  | 320109.0 | 114779.0 | 2015
Anesco | Cotgrave | Solar | PV | No | Solar |  | 4.9833 | LV | England | East Midlands | NG123GU |  | 463974.0 | 336042.0 | 2015
Anesco | Pen-Y-Cae | Solar | PV | No | Solar |  | 6.7623 | LV | Wales | Wales | SA183BJ |  | 260143.0 | 211806.0 | 2015
Anesco | Radcliffe | Solar | PV | No | Solar |  | 4.1574 | LV | England | East Midlands | NG122LT |  | 463038.0 | 338202.0 | 2015
Anesco | Askern | Solar | PV | No | Solar |  | 4.9737 | LV | England | Yorkshire and the Humber | DN60BZ |  | 455441.0 | 413876.0 | 2015
Anesco | Lodge Farm | Solar | PV | No | Solar |  | 4.8797 | LV | England | East Midlands | S445TE |  | 441566.0 | 370954.0 | 2015
Anesco | Oak Cottage | Solar | PV | No | Solar |  | 4.8672 | LV | Wales | Wales | SA624PR |  | 202839.0 | 217801.0 | 2015
Anesco | Playters | Solar | PV | No | Solar |  | 8.6295 | LV | England | East of England | NR347TN |  | 644257.0 | 287733.0 | 2015
Anesco | Barton Close | Solar | PV | No | Solar |  | 4.6103 | LV | England | South West |  | SY651810 | 247374.0 | 141403.0 | 2015
Anesco | Yarburgh | Solar | PV | No | Solar |  | 8.0861 | LV | England | East Midlands | LN11ONU |  | 534300.0 | 391971.0 | 2015
Anesco | Brookbarn | Solar | PV | No | Solar |  | 3.63 | LV | England | South East | BN177PE |  | 500000.0 | 102000.0 | 2015
Anesco | Portworthy | Solar | PV | No | Solar |  | 4.0239 | LV | England | South West | PL75JP |  | 256878.0 | 60850.0 | 2015
Anesco | Shalfleet | Solar | PV | No | Solar |  | 4.996 | LV | England | South East | PO410TZ |  | 440587.0 | 88605.0 | 2015
Anesco | Grantham | Solar | PV | No | Solar |  | 4.8787 | LV | England | East Midlands |  | SU508503 | 507000.0 | 392000.0 | 2015
Anesco | Overton | Solar | PV | No | Solar |  | 3.7523 | LV | England | South East |  | TF459067 | 450500.0 | 150500.0 | 2015
Anesco | Guynd | Solar | PV | No | Solar |  | 4.9878 | LV | Scotland | Scotland |  | SK880386 | 356230.0 | 742772.0 | 2015
Anesco | Wisbech | Solar | PV | No | Solar |  | 3.4047 | LV | England | East of England |  | NO633470 | 546000.0 | 307000.0 | 2015
Anesco | Newlands | Solar | PV | No | Solar |  | 4.9993 | LV | England | South West |  | SU115278 | 365099.0 | 81019.0 | 2015
Anesco | Homestead | Solar | PV | No | Solar |  | 3.9535 | LV | England | South East | PO410TZ |  | 439433.0 | 88404.0 | 2015
Anesco | Rainbow | Solar | PV | No | Solar |  | 4.7907 | LV | England | South West | TA64TG |  | 331238.0 | 141809.0 | 2015
Anesco | Hale | Solar | PV | No | Solar |  | 3.599 | LV | England | South West | BH236BB |  | 409997.0 | 97268.0 | 2015
Anesco | Woodtown | Solar | PV | No | Solar |  | 2.7194 | LV | England | South West | BH228SW |  | 409156.0 | 97807.0 | 2015
Anesco | Bake Farm | Solar | PV | No | Solar |  | 4.9993 | LV | Scotland | Scotland |  | NO564429 | 233036.0 | 58842.0 | 2015
Anesco | Salford Lodge Solar Farm | Solar | PV | No | Solar |  | 4.9962 | LV | England | West Midlands | WR118SN |  |  |  | 2015
Anesco | Bourne Park 2 | Solar | PV | No | Solar |  | 2.3997 | LV | England | South West | DT27TU |  | 372234.0 | 97408.0 | 2015
Anesco | Radford | Solar | PV | No | Solar |  | 4.9735 | LV | England | West Midlands | CV311XJ |  | 435175.0 | 261988.0 | 2015
Anesco | Coleford Pingry Solar Farm | Solar | PV | No | Solar |  | 3.4027 | LV | England | South West | GL168QD |  |  |  | 2016
Anesco | Milkwall Solar Farm | Solar | PV | No | Solar |  | 3.5006 | LV | England | South West | GL168QD |  |  |  | 2016
Anesco | Sheepbridge | Solar | PV | No | Solar |  | 5 | LV | England | South East | RG71PX |  |  |  | 2016
Anesco | Lindridge | Solar | PV | No | Solar |  | 4.9241 | LV | England | East Midlands | LE99FD |  |  |  | 2016
Anesco | Lee Moor | Solar | PV | No | Solar |  | 4.9873 | LV | England | South West | PL75JP |  | 256033.0 | 60850.0 | 2016
Anesco | Oakham | Solar | PV | No | Solar |  | 4.6396 | LV | England | South West | BS324BS |  | 359684.0 | 183393.0 | 2016
Anesco | The Beeches | Solar | PV | No | Solar |  | 4.9998 | LV | England | West Midlands | CV379RG |  | 414445.0 | 254098.0 | 2016
Anesco | East Appleton | Solar | PV | No | Solar |  | 4.9795 | LV | England | Yorkshire and the Humber | DL107QE |  | 423660.0 | 495768.0 | 2016
Anesco | Fell View | Solar | PV | No | Solar |  | 4.2588 | LV | England | North West | PR25SD |  | 358322.0 | 433776.0 | 2016
Anesco | Grimsargh | Solar | PV | No | Solar |  | 2.9156 | LV | England | North West | PR25SD |  | 358322.0 | 433776.0 | 2016
Anesco | Sheep Shed | Solar | PV | No | Solar |  | 4.9858 | LV | England | West Midlands | CV379RG |  | 415469.0 | 255805.0 | 2016
Anesco | Stripe | Solar | PV | No | Solar |  | 4.9795 | LV | England | Yorkshire and the Humber | DL107PW |  | 419640.0 | 502487.0 | 2016
Anesco | The Rushes | Solar | PV | No | Solar |  | 4.9795 | LV | England | West Midlands | CV379RG |  | 416507.0 | 255215.0 | 2016
Anesco | Wymeswold | Solar | PV | No | Solar |  | 2.1278 | LV | England | East Midlands | LE126UA |  | 460007.0 | 323259.0 | 2016
Anesco | Kinblethmont | Solar | PV | No | Solar |  | 4.9993 | LV | Scotland | Scotland |  | ST576232 | 363182.0 | 746857.0 | 2016
Anesco | Oxcroft | Solar | PV | No | Solar |  | 4.1897 | LV | England | East Midlands | S446AG |  | 446492.0 | 374323.0 | 2016
Anesco | Berry Court | Solar | PV | No | Solar |  | 3.9203 | LV | England | South East | RG265AT |  | 461938.0 | 159221.0 | 2016
Anesco | Stud Farm | Solar | PV | No | Solar |  | 2.3681 | LV | England | East Midlands | NG228SX |  | 464448.0 | 361853.0 | 2016
Anesco | Brookside | Solar | PV | No | Solar |  | 4.9974 | LV | England | West Midlands | CV379RG |  | 414476.0 | 254127.0 | 2016
Anesco | The Leys | Solar | PV | No | Solar |  | 4.9795 | LV | England | West Midlands | CV379RG |  | 415118.0 | 253833.0 | 2016
Anesco | Troughton | Solar | PV | No | Solar |  | 30.866 | LV | England | South West | GL207BW |  |  |  | 2016
Anesco | Waycock | Solar | PV | No | Solar |  | 7.3568 | LV | Wales | Wales | CF623AA |  |  |  | 2016
Anesco | Misson Park | Solar | PV | No | Solar |  | 4.9896 | LV | England | East Midlands | DN106DP |  |  |  | 2016
Anesco | Crow Trees Solar Farm | Solar | PV | No | Solar |  | 4.6931 | LV | England | East Midlands | NG171JF |  |  |  | 2016
Anesco | Southfield | Solar | PV | No | Solar |  | 9.7614 | LV | England | South West | CT67DZ |  | 357089.0 | 124014.0 | 2016
Anesco | Hermitage | Solar | PV | No | Solar |  | 4.9988 | LV | England | East of England | MK455JD |  | 503595.0 | 232813.0 | 2016
Anesco | Brook Hall | Solar | PV | No | Solar |  | 4.6738 | LV | England | South West | BA149PT |  | 385169.0 | 153475.0 | 2016
Anesco | Wymeswold - Wide Lane | Solar | PV | No | Solar |  | 4.2796 | LV | England | East Midlands | LE126SE |  | 463380.0 | 323140.0 | 2016
Anesco | Abbey Fields Solar Farm | Solar | PV | No | Solar |  | 4.9421 | LV | England | South East | ME108HD |  |  |  | 2016
Anesco | Warren | Solar | PV | No | Solar |  | 4.9889 | LV | England | South East | SO519AG |  | 437906.0 | 121342.0 | 2016
Anesco | Hungerford | Solar | PV | No | Solar |  | 4.4743 | LV | England | South East | RG278SW |  | 478178.0 | 153997.0 | 2016
Anesco | Blue House | Solar | PV | No | Solar |  | 4.9795 | LV | England | North East | TS225PW |  | 446965.0 | 526727.0 | 2016
Anesco | Low Burntoft | Solar | PV | No | Solar |  | 4.9982 | LV | England | North East | TS225PD |  | 445706.0 | 527911.0 | 2016
Anesco | Lucern | Solar | PV | No | Solar |  | 4.74 | LV | England | West Midlands | CV379RG |  | 415458.0 | 255809.0 | 2016
Anesco | Palmersford | Solar | PV | No | Solar |  | 3.036 | LV | England | South West | BH236BG |  | 409981.0 | 99040.0 | 2016
Anesco | The Oaks | Solar | PV | No | Solar |  | 4.736 | LV | England | West Midlands | CV379RG |  | 415458.0 | 255809.0 | 2016
Anesco | Granville | Solar | PV | No | Solar |  | 4.4372 | LV | England | West Midlands | TF28PQ |  | 372363.0 | 313370.0 | 2016
Anesco | High Meadow | Solar | PV | No | Solar |  | 3.8875 | LV | England | North East | TS211EA |  | 439442.0 | 521774.0 | 2016
Anesco | Heywood Grange | Solar | PV | No | Solar |  | 4.9631 | LV | England | West Midlands | ST102PL |  | 396689.0 | 345502.0 | 2016
Anesco | Blisworth Solar Farm | Solar | PV | No | Solar |  | 3.588 | LV | England | East Midlands | NN73DA |  | 473113.0 | 252638.0 | 2016
Anesco | Thame | Solar | PV | No | Solar |  | 4.7916 | LV | England | South East | OX93QH |  | 473366.0 | 206186.0 | 2016
Anesco | Michaelston Solar Farm | Solar | PV | No | Solar |  | 4.1743 | LV | Wales | Wales | CF36XS |  | 322998.0 | 183674.0 | 2016
Anesco | Greencroft | Solar | PV | No | Solar |  | 4.9275 | LV | England | North East | DH97XR |  | 417307.0 | 550812.0 | 2016
Anesco | Moneystone | Solar | PV | No | Solar |  | 4.9832 | LV | England | West Midlands | ST102DZ |  | 404572.0 | 346224.0 | 2016
Anesco | Willows Farm | Solar | PV | No | Solar |  | 4.62 | LV | England | West Midlands | WR114TG |  |  |  | 2016
Anesco | The Willows | Solar | PV | No | Solar |  | 4.734 | LV | England | West Midlands | CV379RG |  | 410262.0 | 333700.0 | 2016
Anesco | Poplars | Solar | PV | No | Solar |  | 4.98 | LV | England | East of England | CV379RG |  | 551077.0 | 298243.0 | 2016
Anesco | Clayhill | Solar | PV | No | Solar |  | 9.8406 | LV | England | East of England | MK455JD |  | 504351.0 | 233195.0 | 2017
Anesco | Ollerton | Solar | PV | No | Solar |  | 4.2526 | LV | England | East Midlands | NG229DX |  | 463220.0 | 366009.0 | 2017
Anesco | Nanthenfoel | Solar | PV | No | Solar |  | 4.9968 | LV | Wales | Wales | SA487NP |  | 254014.0 | 252465.0 | 2017
Anesco | Albrighton | Solar | PV | No | Solar |  | 4.9735 | LV | England | West Midlands | WV91RQ |  | 383987.0 | 305139.0 | 2017
Anesco | Ashton | Solar | PV | No | Solar |  | 4.8082 | LV | England | South West | BA146DX |  | 388976.0 | 158134.0 | 2017
Anesco | Blackwell Grange | Solar | PV | No | Solar |  | 4.9766 | LV | England | West Midlands | CV364PF |  | 422892.0 | 243330.0 | 2017
Anesco | Hyde Farm | Solar | PV | No | Solar |  | 4.9421 | LV | England | South East | MK464DU |  | 488765.0 | 253909.0 | 2017
Anesco | Spring Lane | Solar | PV | No | Solar |  | 0.958 | LV | England | East Midlands | LE651WU |  | 436639.0 | 314607.0 | 2017
Anesco | Moss Thorn | Solar | PV | No | Solar |  | 4.9735 | LV | England | North West | CA110BY |  | 348608.0 | 530601.0 | 2017
Anesco | Bristol Water | Solar | PV | No | Solar |  | 0.80255 | LV | England | South West | GL139HN |  | 353895.0 | 167517.0 | 2017
Anesco | Bumpers Farm | Solar | PV | No | Solar |  | 4.9971 | LV | England | South East | HP279RE |  | 476303.0 | 205882.0 | 2017
Anesco | Wreay | Solar | PV | No | Solar |  | 4.9754 | LV | England | North West | CA40PY |  | 342315.0 | 547311.0 | 2017
Anesco | Bumpers Farm 2 | Solar | PV | No | Solar |  | 12.0077 | LV | England | South East | HP279RE |  |  |  | 2020
Anesco | Soho Farm | Solar | PV | No | Solar |  | 1.74 | HV | England | South West | BA3 5RD |  |  |  | 2014
Anesco | Chalgrove | Solar | PV | No | Solar |  | 2.402 | HV | England | South East | OX44 7SL |  |  |  | 2014
Anesco | Nether Mill | Solar | PV | No | Solar |  | 3.765 | HV | England | South West | EX15 2QQ |  |  |  | 2015
Anesco | Barr Farm | Solar | PV | No | Solar |  | 1.885 | HV | England | West Midlands | WV10 7BN |  |  |  | 2015
Anesco | Dale Farm | Solar | PV | No | Solar |  | 4.996 | HV | Northern Ireland | Northern Ireland | BT80 9UU |  |  |  | 2018
Anesco | Wally Corner | Solar | PV | No | Solar |  | 4.997 | HV | England | South East | OX10 7PQ |  |  |  | 2017
Anesco | Sandridge | Solar | PV | No | Solar |  | 49.62 | HV | England | South West | SN15 2JN |  |  |  | 2015
Anesco | Darran | Solar | PV | No | Solar |  | 1.823 | HV | Wales | Wales | NP12 0HX |  |  |  | 2017
Anesco | Langley Priory | Solar | PV | No | Solar |  | 2.036 | HV | England | East Midlands | DE74 2QQ |  |  |  | 2016
Anesco | Milborne Port | Solar | PV | No | Solar |  | 3.292 |  | England | South West | DT9 5EF |  |  |  | 2017
Anesco | Derwyn | Solar | PV | No | Solar |  | 4.664 |  | Wales | Wales | CF62 3AA |  |  |  | 2016
Anesco | Priors Byne | Solar | PV | No | Solar |  | 8.023 |  | England | South East | RH13 8NX |  |  |  | 2022
Anesco | Sutor | Solar | PV | No | Solar |  | 4.992 |  | England | South West | BA9 9RA |  |  |  | 2016
Anesco | Biglis | Solar | PV | No | Solar |  | 4.973 |  | Wales | Wales | CF63 1BL |  |  |  | 2016
Anesco | Chard | Solar | PV | No | Solar |  | 3.043 |  | England | South West | TA20 1RR |  |  |  | 2022
Anesco | Spear Hill | Solar | PV | No | Solar |  | 4.951 |  | England | South East | RH20 3BA |  |  |  | 2016
Anesco | Nancrossa | Solar | PV | No | Solar |  | 6.856 | LV | England | South West | TR10 9EA |  |  |  | 2016
Anesco | Tump Farm | Solar | PV | No | Solar |  | 4.998 | LV | England | South West | NP16 7HN |  |  |  | 2017
Anesco | Lincoln Farm | Solar | PV | No | Solar |  | 10.6848 | LV | England | East Midlands | PE24 5AT |  |  |  | 2016
Anesco | Parcstormy | Solar | PV | No | Solar |  | 0.7 | HV | Wales | Wales | CF33 4RS |  |  |  | 2016
Anesco | Swanland | Solar | PV | No | Solar |  | 4.998 | LV | England | London | EN6 3NH |  |  |  | 2017
Anesco | Bedford | Solar | PV | No | Solar |  | 69.79 | HV | England | East Midlands | MK44 3SD |  |  |  | 2015
Anesco | Dragon LNG | Solar | PV | No | Solar |  | 9.9727 |  | Wales | Wales | SA73 1DR |  |  |  | 2022
Anesco | West Field | Solar | PV | No | Solar |  | 4.9398 |  | England | North West | PR3 0PU |  |  |  | 2016
Anesco | Whilton | Solar | PV | No | Solar |  | 0.40392 | LV | England | East Midlands | NN11 2NH |  |  |  | 2016
Anesco | Littlewood | Solar | PV | No | Solar |  | 5 |  | England | North West | NG19 8JA |  |  |  | 2017
Anesco | Ilmer | Solar | PV | No | Solar |  | 4.9975 |  | England | East Midlands | HP27 9RE |  |  |  | 2016
Anesco | West Hill | Solar | PV | No | Solar |  | 49.9962 |  | England | South West | EX34 8NF |  |  |  | 2022
Anesco | Majors Hill | Solar | PV | No | Solar |  | 4.9975 |  | England | South East | RH10 4PE |  |  |  | 2016
Anesco | Malmpit | Solar | PV | No | Solar |  | 4.9961 |  | England | South West | BA12 0LZ |  |  |  | 2016
Atmosclear | Broadgate | Solar | PV | No | Solar |  | 1.1 | LV | England | South West |  |  | 277641.0 | 107308.0 | 2012
Atmosclear | Barton | Solar | PV | No | Solar |  | 1.2 | LV | England | South West |  |  | 307778.0 | 117118.0 | 2012
Atmosclear | Higher Pirzwell | Solar | PV | No | Solar |  | 1.2 | LV | England | South West |  |  | 307546.0 | 109156.0 | 2012
Atmosclear | Stables Farm | Solar | PV | No | Solar |  | 1 | LV | England | South East |  |  | 440920.0 | 88770.0 | 2012
Atmosclear | Yeowood | Solar | PV | No | Solar |  | 1.2 | LV | England | South West |  |  | 344385.0 | 162232.0 | 2012
Atmosclear | Kia-Ora Farm | Solar | PV | No | Solar |  | 1.8 | LV | England | South West |  |  | 300975.0 | 107058.0 | 2013
Atmosclear | Luson | Solar | PV | No | Solar |  | 1.9 | LV | England | South West |  |  | 262016.0 | 53112.0 | 2013
Atmosclear | Long Ash Lane Solar Park | Solar | PV | No | Solar |  | 5 | LV | England | South West |  |  | 360928.0 | 102540.0 | 2017
Babcock International and Fluor Inc | Maentwrog | Hydro | Natural Flow | No | Hydro |  | 35.3 | HV | Wales | Wales | LL414HY |  | 267297.81261199998 | 337806.87196800002 | 1928
BayWa R.E | Tir Mostyn & Foel Goch Ltd | Wind | Onshore | No | Wind |  | 21.25 | HV | Wales | Wales | LL165RN |  | 300300.0 | 358800.0 | 2005
BayWa R.E | Scout Moor Wind Farm Ltd | Wind | Onshore | No | Wind |  | 65 | HV | England | North West | OL127TY |  | 382400.0 | 419200.0 | 2008
BayWa R.E | Bagmoor Wind Ltd | Wind | Onshore | No | Wind |  | 16 | HV | England | Yorkshire and the Humber | DN159GH |  | 488240.0 | 415400.0 | 2009
Bluefield Services | Bradenstoke Solar Park Ltd | Solar | PV | No | Solar |  | 69.7884 | LV | England | South West | SN154PZ |  | 402315.0 | 178635.0 | 2015
Calon Energy | Severn Power Ltd | Fossil Fuel | CCGT | No | Natural Gas |  | 850 | LV | England | 0 |  |  | 333250.0 | 185006.0 | 2010
Capital Dynamics UK | Rymes | Solar | PV | No | Solar |  | 4.9991 | LV | England | West Midlands | GL19 3AJ |  |  |  | 2017
Capital Dynamics UK | Ysgellog | Wind | Onshore | No | Wind |  | 4.6 | LV | Wales | Wales | LL060AW |  | 240490.0 | 391238.0 | 2013
Capital Dynamics UK | Garlenick | Wind | Onshore | No | Wind |  | 4 | LV | England | South West | TR24RQ |  | 194662.0 | 49203.0 | 2014
Capital Dynamics UK | Daintree | Wind | Onshore | No | Wind |  | 4 | LV | England | East Midlands | NN67GW |  | 457545.0 | 272243.0 | 2014
Capital Dynamics UK | Wythegill | Wind | Onshore | No | Wind |  | 1.5 | HV | England | North West |  | NY0121131657 | 301881.0 | 532072.0 | 2015
Capital Dynamics UK | East Youlstone | Wind | Onshore | No | Wind |  | 4 | LV | England | South West | EX239PU |  | 227610.0 | 115654.0 | 2015
Capital Dynamics UK | Mossmorran | Wind | Onshore | No | Wind |  | 4.6 | HV | Scotland | Scotland |  | NT1793489429 | 318109.0 | 689419.0 | 2016
Capital Dynamics UK | Watford Lodge | Wind | Onshore | No | Wind |  | 10.25 | LV | England | East Midlands | NN6 7UN |  |  |  | 2015
Capital Dynamics UK | Seegronan | Wind | Onshore | No | Wind |  | 13.8 | LV | Northern Ireland | Northern Ireland | BT81 7HQ |  |  |  | 2016
Capital Dynamics UK | Potato Pot | Wind | Onshore | No | Wind |  | 7.05 | LV | England | North West | CA14 4ST |  |  |  | 2016
Capital Dynamics UK | Middle Balbeggie | Wind | Onshore | No | Wind |  | 6.9 | HV | Scotland | Scotland | KY1 3NS |  |  |  | 2013
Capital Dynamics UK | Shantavny | Wind | Onshore | No | Wind |  | 16.1 | HV | Northern Ireland | Northern Ireland | BT70 2DL |  |  |  | 2017
Capital Dynamics UK | Airfield Poddington | Wind | Onshore | No | Wind |  | 8.25 | HV | England | East Midlands | NN29 7JQ |  |  |  | 2017
Capital Dynamics UK | Red Gap | Wind | Onshore | No | Wind |  | 12.5 | HV | England | North East | TS27 3HH |  |  |  | 2016
Capital Dynamics UK | Falkirk Tod Hill | Wind | Onshore | No | Wind |  | 12.3 | HV | Scotland | Scotland | FK5 4SJ |  |  |  | 2016
Capital Dynamics UK | Harthill Torrance | Wind | Onshore | No | Wind |  | 5.7 | HV | Scotland | Scotland | EH48 3AN |  |  |  | 2016
Capital Dynamics UK | Westnewton (BEGL4) | Wind | Onshore | No | Wind |  | 6.2 | HV | England | North West | CA7 3PB |  |  |  | 2014
Capital Dynamics UK | Dunmore | Wind | Onshore | No | Wind |  | 21 | LV | Northern Ireland | Northern Ireland | NV914889 |  |  |  | 2014
Capital Dynamics UK | Crockandun | Wind | Onshore | No | Wind |  | 15 | LV | Northern Ireland | Northern Ireland | BT80 9UA |  |  |  | 2017
Capital Dynamics UK | Elginny | Wind | Onshore | No | Wind |  | 23 | LV | Northern Ireland | Northern Ireland | BT43 7GZ |  |  |  | 2018
Capital Dynamics UK | Whiteside Hill | Wind | Onshore | No | Wind |  | 28.5 | HV | Scotland | Scotland | DG4 6LF |  |  |  | 2018
Capital Dynamics UK | Sorbie | Wind | Onshore | No | Wind |  | 12.6 |  | Scotland | Scotland |  | 55.658546, -4.791289 |  |  | 2023
Community Wind Power | Aikengall | Wind | Onshore | No | Wind |  | 48 |  | Scotland | Scotland |  |  |  |  | 2009
Community Wind Power | Aikengall II | Wind | Onshore | No | Wind |  | 60.8 |  | Scotland | Scotland |  |  |  |  | 2017
Community Wind Power | Aikengall IIA | Wind | Onshore | No | Wind |  | 81.7 |  | Scotland | Scotland |  |  |  |  | 2021
Community Wind Power | Calder Water | Wind | Onshore | No | Wind |  | 39 |  | Scotland | Scotland |  |  |  |  | 2013
Community Wind Power | Millour Hill | Wind | Onshore | No | Wind |  | 18 |  | Scotland | Scotland |  |  |  |  | 2012
Community Wind Power | Millour Hill Ext. | Wind | Onshore | No | Wind |  | 6.4 |  | Scotland | Scotland |  |  |  |  | 2016
Community Wind Power | Sanquhar | Wind | Onshore | No | Wind |  | 31.05 |  | Scotland | Scotland |  |  |  |  | 2018
Community Wind Power | Wardlaw Wood | Wind | Onshore | No | Wind |  | 18 |  | Scotland | Scotland |  |  |  |  | 2006
Co-owned by SSE Group and Cheung Kong Infrastructure Ltd | Seabank Power Ltd | Fossil Fuel | CCGT | No | Natural Gas |  | 1234 | HV | England | South West |  |  | 343425.0 | 161749.0 | 2000
Co-owned by SSE Group and Wheelabrator Technologies Inc | FM1 | Bioenergy | Bioenergy | No | MSW |  | 79 | LV | England | Yorkshire and the Humber |  |  | 447490.0 | 424684.0 | 2015
Co-owned by SSE Group and Wheelabrator Technologies Inc | FM2 | Bioenergy | Bioenergy | No | MSW |  | 79 | LV | England | Yorkshire and the Humber |  |  | 447490.0 | 424684.0 | 2019
Cubico Sustainable Investments | Owls Hatch | Solar | PV | No | Solar |  | 51.9376 | LV | England | South East |  | SS478415 | 615860.0 | 165945.0 | 2015
Cubico Sustainable Investments | Wandylaw | Wind | Onshore | No | Wind |  | 20.5 | LV | England | North East | NE675HG |  |  |  | 2013
Cubico Sustainable Investments | Middlewick | Wind | Onshore | No | Wind |  | 20.7 | LV | England | East of England | CM07JQ |  | 600140.0 | 200001.0 | 2014
Cubico Sustainable Investments | Kelmarsh | Wind | Onshore | No | Wind |  | 12.3 | LV | England | East Midlands | NN69LZ |  |  |  | 2016
Cubico Sustainable Investments | Chiplow | Wind | Onshore | No | Wind |  | 8.2 | LV | England | East of England | PE318SR |  |  |  | 2016
Cubico Sustainable Investments | Penmanshiel | Wind | Onshore | No | Wind |  | 28.7 | LV | Scotland | Scotland | TD113RP |  | 380006.0 | 667129.0 | 2016
Cubico Sustainable Investments | Winwick | Wind | Onshore | No | Wind |  | 12.3 | LV | England | East Midlands | NN67NS |  |  |  | 2016
E.ON | Steven's Croft | Bioenergy | Bioenergy | Yes | Biomass |  | 46 | LV | Scotland | Scotland |  |  | 312100.0 | 585100.0 | 2007
E.ON | Blackburn Meadows | Bioenergy | Bioenergy | Yes | Biomass |  | 34 | LV | England | Yorkshire and the Humber |  | SK3950991482 | 440075.0 | 391650.0 | 2015
Ecotricity | Fen Farm Solar | Solar | PV | No | Solar |  | 0.9 | LV | England | East Midlands | LN117BP |  | 537585.0 | 393825.0 | 2011
Ecotricity | Bulkworthy Solar | Solar | PV | No | Solar |  | 6.88 |  | England | South West | EX22 7UP | SS404147 |  |  | 2023
Ecotricity | Dalby Solar | Solar | PV | No | Solar |  | 6.235 |  | England | East Midlands | LE14 3LY | SK648232 |  |  | 2022
Ecotricity | Lynch Knoll | Wind | Onshore | No | Wind |  | 0.5 | LV | England | South West | GL103UJ |  | 381600.0 | 200400.0 | 1996
Ecotricity | Ecotech | Wind | Onshore | No | Wind |  | 1.5 | LV | England | East of England | PE377HT |  | 0.0 | 0.0 | 1999
Ecotricity | Somerton | Wind | Onshore | No | Wind |  | 1.8 | LV | England | East of England | NR294EY |  | 646900.0 | 318800.0 | 2000
Ecotricity | East Kilbride | Wind | Onshore | No | Wind |  | 0.6 | LV | Scotland | Scotland | G750ZZ |  | 264500.0 | 652000.0 | 2001
Ecotricity | Mablethorpe | Wind | Onshore | No | Wind |  | 1.2 | LV | England | East Midlands | LN122QW |  | 548900.0 | 382500.0 | 2002
Ecotricity | Swaffham II | Wind | Onshore | No | Wind |  | 1.8 | LV | England | East of England | PE377HL |  | 582197.0 | 309324.0 | 2003
Ecotricity | Dagenham | Wind | Onshore | No | Wind |  | 5.9 | LV | England | London | RM96SA |  | 550300.0 | 181600.0 | 2004
Ecotricity | Bambers | Wind | Onshore | No | Wind |  | 9.6 | LV | England | East Midlands | LN112QW |  | 549500.0 | 383600.0 | 2004
Ecotricity | Green Park | Wind | Onshore | No | Wind |  | 2 | LV | England | South East | RG26UE |  | 470755.0 | 169271.0 | 2005
Ecotricity | Dundee | Wind | Onshore | No | Wind |  | 4 | LV | Scotland | Scotland | DD88UQ |  | 269652.0 | 688422.0 | 2006
Ecotricity | Bristol Port | Wind | Onshore | No | Wind |  | 6 | LV | England | South West | BS119DQ |  | 350907.0 | 179457.0 | 2007
Ecotricity | Fen Farm | Wind | Onshore | No | Wind |  | 16 | LV | England | East Midlands | LN117LU |  | 537585.0 | 393825.0 | 2007
Ecotricity | Shooters | Wind | Onshore | No | Wind |  | 2 | LV | England | South West | BA34LU |  | 359380.0 | 150740.0 | 2008
Ecotricity | Worksop | Wind | Onshore | No | Wind |  | 2 | LV | England | East Midlands | S802PU |  | 461695.0 | 378487.0 | 2009
Ecotricity | Cardiff | Wind | Onshore | No | Wind |  | 2.3 | LV | Wales | Wales | CF32EE |  | 323460.0 | 179215.0 | 2011
Ecotricity | Ballymena | Wind | Onshore | No | Wind |  | 4.6 | LV | Northern Ireland | Northern Ireland | BT424HZ |  | 130743.0 | 561194.0 | 2013
Ecotricity | Galsworthy | Wind | Onshore | No | Wind |  | 9.2 | LV | England | South West | EX395NP |  | 240007.0 | 115922.0 | 2014
Ecotricity | Dalby | Wind | Onshore | No | Wind |  | 7.29 | LV | England | East Midlands | LE143LY |  | 465397.0 | 322239.0 | 2016
Ecotricity | H&H | Wind | Onshore | No | Wind |  | 0.81 | LV | England | Yorkshire and the Humber | DN140BA |  | 0.0 | 0.0 | 2016
Ecotricity | QEH | Wind | Onshore | No | Wind |  | 0.81 | LV | England | East of England | PE304ET |  | 565228.0 | 320492.0 | 2016
Ecotricity | RSPB | Wind | Onshore | No | Wind |  | 0.81 | LV | England | East of England | SG192DL |  | 0.0 | 0.0 | 2016
Ecotricity | Alveston | Wind | Onshore | No | Wind |  | 6.9 | LV | England | South West | BS353TD |  | 365450.0 | 186055.0 | 2017
EDF Energy | Hartlepool | Nuclear | AGR | No | Nuclear |  | 1185 | HV | England | North East | TS252BZ |  | 451747.0 | 531078.0 | 1983
EDF Energy | Heysham 1 | Nuclear | AGR | No | Nuclear |  | 1060 | HV | England | North West | LA32XH |  | 341498.0 | 461449.0 | 1983
EDF Energy | Heysham 2 | Nuclear | AGR | No | Nuclear |  | 1240 | HV | England | North West | LA32XH |  | 341498.0 | 461449.0 | 1988
EDF Energy | Torness | Nuclear | AGR | No | Nuclear |  | 1200 | HV | Scotland | Scotland | EH421QS |  | 218252.0 | 651517.0 | 1988
EDF Energy | Sizewell B | Nuclear | PWR | No | Nuclear |  | 1198 | HV | England | East of England | IP164UR |  | 647453.0 | 260420.0 | 1995
EDF Energy | Burwell | Solar | PV | No | Solar |  | 4.9999 |  | England | East of England | CB25 0BP |  |  |  | 2016
EDF Energy | Porth Wen | Solar | PV | No | Solar |  | 4.9982 |  | Wales | Wales | LL66 0AT |  |  |  | 2016
EDF Energy | Sutton Bridge | Solar | PV | No | Solar |  | 9.9919 |  | England | East Midlands | PE12 9TF |  |  |  | 2017
EDF Energy | Teesside | Wind | Offshore | No | Wind |  | 62 | LV | England | North East | TS240RQ |  | 458470.0 | 528174.0 | 2013
EDF Energy | Blyth | Wind | Offshore | No | Wind |  | 40 | LV | England | North East | NE227FB |  | 438227.0 | 582010.0 | 2018
EDF Energy | Great Orton | Wind | Onshore | No | Wind |  | 3.96 | LV | England | North west | CA70JY |  | 331300.0 | 553400.0 | 1999
EDF Energy | Kirkheaton | Wind | Onshore | No | Wind |  | 1.8 | LV | England | North East | NE192DQ |  | 400800.0 | 576900.0 | 2000
EDF Energy | High Hedley I | Wind | Onshore | No | Wind |  | 2.4 | LV | England | North East | DL134PR |  | 415700.0 | 541000.0 | 2001
EDF Energy | Cemmaes | Wind | Onshore | No | Wind |  | 15.3 | LV | Wales | Wales | SY209PR |  | 286800.0 | 306000.0 | 2002
EDF Energy | Llangwyryfon | Wind | Onshore | No | Wind |  | 9.35 | LV | Wales | Wales | SY234SR |  | 261752.0 | 269577.0 | 2003
EDF Energy | Glassmoor I | Wind | Onshore | No | Wind |  | 16 | LV | England | East of England | PE262TS |  | 543128.0 | 292192.0 | 2006
EDF Energy | Deeping | Wind | Onshore | No | Wind |  | 16 | LV | England | East Midlands | PE113DD |  | 519905.0 | 316471.0 | 2006
EDF Energy | Red House | Wind | Onshore | No | Wind |  | 12 | LV | England | East Midlands | PE129NG |  | 542000.0 | 329000.0 | 2006
EDF Energy | Red Tile | Wind | Onshore | No | Wind |  | 24 | LV | England | South East | PE282JX |  | 523939.0 | 271933.0 | 2007
EDF Energy | Bicker Fen | Wind | Onshore | No | Wind |  | 26 | LV | England | East Midlands | PE203BF |  | 519870.0 | 339325.0 | 2008
EDF Energy | High Hedley II | Wind | Onshore | No | Wind |  | 5.2 | LV | England | North East | DL134PR |  | 415700.0 | 541000.0 | 2008
EDF Energy | Trimdon | Wind | Onshore | No | Wind |  | 5.2 | LV | England | North East | TS296NR |  | 436000.0 | 536300.0 | 2008
EDF Energy | Langley | Wind | Onshore | No | Wind |  | 8 | LV | England | North East | DH70EE |  | 420928.0 | 547703.0 | 2008
EDF Energy | Walkway | Wind | Onshore | No | Wind |  | 14 | LV | England | North East | TS225NS |  | 439000.0 | 530000.0 | 2008
EDF Energy | Longpark | Wind | Onshore | No | Wind |  | 38 | LV | Scotland | Scotland | TD12SW |  | 348050.0 | 642050.0 | 2009
EDF Energy | Broomhill | Wind | Onshore | No | Wind |  | 8 | LV | England | North East | DL134LY |  | 415500.0 | 539500.0 | 2009
EDF Energy | Rusholme | Wind | Onshore | No | Wind |  | 24 | LV | England | Yorkshire and the Humber | YO88PX |  | 469500.0 | 426500.0 | 2010
EDF Energy | Burnfoot | Wind | Onshore | No | Wind |  | 30.1 | LV | Scotland | Scotland | FK147JZ |  | 290135.0 | 703250.0 | 2010
EDF Energy | Fairfield | Wind | Onshore | No | Wind |  | 6.5 | LV | England | North West | CA144QE |  | 301826.0 | 521459.0 | 2011
EDF Energy | Green Rigg | Wind | Onshore | No | Wind |  | 36 | LV | England | North East | NE482EY |  | 392000.0 | 582000.0 | 2012
EDF Energy | Fallago Rig | Wind | Onshore | No | Wind |  | 144 | HV | Scotland | Scotland | TD36NW |  | 357000.0 | 660000.0 | 2013
EDF Energy | Boundary Lane | Wind | Onshore | No | Wind |  | 6.15 | LV | England | North East | DH89LQ |  | 404708.0 | 550336.0 | 2013
EDF Energy | Glassmoor II | Wind | Onshore | No | Wind |  | 12.3 | LV | England | East of England | PE262TS |  | 528421.0 | 292867.0 | 2013
EDF Energy | Roade | Wind | Onshore | No | Wind |  | 7.2 | LV | England | East Midlands | NN72EG |  | 477964.0 | 252105.0 | 2014
EDF Energy | Barmoor | Wind | Onshore | No | Wind |  | 12 | LV | England | North East | TD152QD |  | 393797.0 | 634046.0 | 2014
EDF Energy | Park Spring | Wind | Onshore | No | Wind |  | 8.55 | LV | England | Yorkshire and the Humber | EH558RT |  | 439689.0 | 408763.0 | 2015
EDF Energy | Burnhead Moss | Wind | Onshore | No | Wind |  | 26 | LV | Scotland | Scotland | FK12JW |  | 288503.0 | 671903.0 | 2016
EDF Energy | Rhodders | Wind | Onshore | No | Wind |  | 12.3 | LV | Scotland | Scotland | FK147JZ |  | 288738.0 | 697461.0 | 2016
EDF Energy | Pearie Law | Wind | Onshore | No | Wind |  | 19.2 | LV | Scotland | Scotland | EH558RT |  | 302205.0 | 659690.0 | 2016
EDF Energy | Corriemoillie | Wind | Onshore | No | Wind |  | 48.45 | HV | Scotland | Scotland | IV232PQ |  | 234700.0 | 867700.0 | 2017
EDF Energy | Beckburn | Wind | Onshore | No | Wind |  | 31.05 | LV | England | North West | DG165HU |  | 334466.0 | 568940.0 | 2017
EDF Energy | Dorenell | Wind | Onshore | No | Wind |  | 177 | HV | Scotland | Scotland | AB554DT |  | 332000.0 | 829500.0 | 2018
EDF Energy | Burnfoot East | Wind | Onshore | No | Wind |  | 10.8 | LV | Scotland | Scotland | FK147JZ |  |  |  | 2020
EDF Energy | West Benhar | Wind | Onshore | No | Wind |  | 30.1 |  | Scotland | Scotland |  |  |  |  | 2023
Eneco Wind UK | Oaklands | Solar | PV | No | Solar |  | 5 | LV | England | South West |  | SY900894 | 389957.0 | 89555.0 | 2015
Eneco Wind UK | Tullo | Wind | Onshore | No | Wind |  | 17.5 | LV | Scotland | Scotland |  | NO757723 | 387283.0 | 785873.0 | 2010
Eneco Wind UK | Lochluichart | Wind | Onshore | No | Wind |  | 69 | HV | Scotland | Scotland |  | NH333680 | 232030.0 | 866235.0 | 2013
Eneco Wind UK | Twinshiels | Wind | Onshore | No | Wind |  | 25 | LV | Scotland | Scotland |  | NO757723 | 375955.0 | 771728.0 | 2014
Eneco Wind UK | Burn of Whilk | Wind | Onshore | No | Wind |  | 22.5 | LV | Scotland | Scotland |  | ND293407 | 326232.0 | 939965.0 | 2015
Eneco Wind UK | Moy | Wind | Onshore | No | Wind |  | 66 | LV | Scotland | Scotland |  | NH779370 | 276741.0 | 835240.0 | 2016
Energy Capital Partners | Saltend Power Station | Fossil Fuel | CCGT | Yes | Natural Gas |  | 1200 | HV | England | Yorkshire and the Humber | HU128GA |  | 509793.0 | 428825.0 | 2000
Energy Capital Partners | Indian Queens Power Ltd | Fossil Fuel | Single cycle | No | Diesel/Gas Oil |  | 140 | HV | England | South West |  | SW940591 | 191739.0 | 58385.0 | 1996
Engie Power | Ffestiniog Power Station | Pumped Hydro | Pumped Hydro | No | Pumped hydro |  | 360 | HV | Wales | Wales |  | SH679444 | 267900.0 | 344400.0 | 1963
Engie Power | Dinorwig Power Station | Pumped Hydro | Pumped Hydro | No | Pumped hydro |  | 1800 | HV | Wales | Wales |  | SH594600 | 259400.0 | 360000.0 | 1984
Engie Power | Capel Grange Solar Energy Ltd | Solar | PV | No | Solar |  | 4.08 | LV | England | South East | TN126QX |  | 565242.0 | 144832.0 | 2016
Engie Power | Scotia Wind (Craigengelt) Ltd | Wind | Onshore | No | Wind |  | 20 | HV | Scotland | Scotland | FK79QS |  | 272451.0 | 686495.0 | 2010
Engie Power | Crimp Wind Power Ltd | Wind | Onshore | No | Wind |  | 2.43 | HV | England | South West | EX239PD |  | 225180.0 | 115445.0 | 2011
Engie Power | Flimby Wind Energy Ltd | Wind | Onshore | No | Wind |  | 6.15 | HV | England | North West | CA158SU |  | 302500.0 | 533500.0 | 2013
Engie Power | Barlockhart Moor Wind Energy Ltd | Wind | Onshore | No | Wind |  | 8.2 | HV | Scotland | Scotland | DG80JQ |  | 221183.0 | 555886.0 | 2013
Engie Power | Sober Hill Wind Farm Ltd | Wind | Onshore | No | Wind |  | 12.3 | HV | England | Yorkshire and the Humber | YO434TG |  | 480972.0 | 437663.0 | 2013
Engie Power | Blantyre Muir Wind Energy Ltd | Wind | Onshore | No | Wind |  | 12.3 | HV | Scotland | Scotland | G720TR |  | 268888.0 | 651781.0 | 2014
Engie Power | Carsington Wind Energy Ltd | Wind | Onshore | No | Wind |  | 8.2 | HV | England | East Midlands | DE44HF |  | 424640.0 | 354200.0 | 2014
Engie Power | Cairnborrow Wind Energy Ltd | Wind | Onshore | No | Wind |  | 10.25 | HV | Scotland | Scotland | AB544XP |  | 346153.0 | 841867.0 | 2017
EPR | EPR Eye Ltd | Bioenergy | Bioenergy | No | Biomass | Oil | 14.316 | HV | England | East of England | IP238BW |  | 613050.0 | 275050.0 | 1992
EPR | EPR Glanford Ltd | Bioenergy | Bioenergy | No | Biomass | Oil | 14 | HV | England | East of England | DN158SB |  | 486050.0 | 415050.0 | 1993
EPR | EPR Thetford Ltd | Bioenergy | Bioenergy | No | Biomass | Oil | 41.5 | HV | England | East of England | IP241LX |  | 585300.0 | 286900.0 | 1998
EPR | EPR Scotland Ltd | Bioenergy | Bioenergy | No | Biomass | Oil | 12.5 | HV | Scotland | Scotland | KY50HR |  | 319000.0 | 695100.0 | 2000
EPR | EPR Ely Ltd | Bioenergy | Bioenergy | No | Biomass | Natural Gas | 40 | HV | England | East of England | CB62QE |  | 545000.0 | 279900.0 | 2001
EPR | Ovenden Moor | Wind | Onshore | No | Wind |  | 18 | LV | England | Yorkshire and the Humber |  |  | 404300.0 | 430900.0 | 1993
EPR | Royd Moor | Wind | Onshore | No | Wind |  | 6.5 | LV | England | Yorkshire and the Humber |  |  | 422000.0 | 404000.0 | 1993
EPUKi | Lynemouth Power Limited | Bioenergy | Bioenergy | No | Biomass |  | 420 | HV | England | North East | NE639NW |  | 429850.0 | 590374.0 | 2018
EPUKi | EP SHB LTD | Fossil Fuel | CCGT | No | Natural Gas |  | 1365 | HV | England | Yorkshire and the Humber | DN418BZ |  | 520457.0 | 409164.0 | 1997
EPUKi | EP Ballylumford CCGT | Fossil Fuel | CCGT | No | Natural Gas |  | 616 | HV | Northern Ireland | Northern Ireland | BT403RS |  | 156969.0 | 556595.0 | 2003
EPUKi | EP Langage Ltd | Fossil Fuel | CCGT | No | Natural Gas |  | 905 | HV | England | South West | PL75AW |  | 257085.0 | 56194.0 | 2010
EPUKi | EP Ballylumford | Fossil Fuel | Single cycle | No | Diesel/Gas Oil |  | 116 | HV | Northern Ireland | Northern Ireland | BT403RS |  | 156969.0 | 556595.0 | 1974
ESB | Corby Power Station | Fossil Fuel | CCGT | No | Natural Gas |  | 407 | HV | England | East Midlands |  |  | 488447.0 | 266932.0 | 1994
ESB | CoolkeeraghESB C30 | Fossil Fuel | CCGT | No | Natural Gas |  | 413 | HV | Northern Ireland | Northern Ireland | BT476UL |  | 64846.0 | 584768.0 | 2004
ESB | Carrington Power | Fossil Fuel | CCGT | No | Natural Gas |  | 910 | HV | England | North West | M314AY |  | 373287.0 | 393037.0 | 2016
ESB | CoolkeeraghESB GT8 | Fossil Fuel | Single cycle | No | Diesel/Gas Oil |  | 53 | HV | Northern Ireland | Northern Ireland | BT476UL |  | 64846.0 | 584768.0 | 1970
European Energy A/S | PV@Pendine Solar Farm | Solar | PV | No | Solar |  | 4.9 | LV | Wales | Wales |  |  | 224103.0 | 210103.0 | 2016
European Energy A/S | Canewdon CIC | Solar | PV | No | Solar |  | 4.99 | LV | England | South East | SS4 3LW |  |  |  | 2022
European Energy A/S | West End Farm PV CIC | Solar | PV | No | Solar |  | 4.88 | LV | England | East Midlands | DN22 0EF |  |  |  | 2022
European Energy A/S | High Leas PV | Solar | PV | No | Solar |  | 4.88 |  | England | East Midlands | LN11 8PJ |  |  |  | 2015
European Energy A/S | Canewdon PV | Solar | PV | No | Solar |  | 4.99 |  | England | South East | SS4 3LW |  |  |  | 2015
European Energy A/S | Woodhouse PV | Solar | PV | No | Solar |  | 4.88 |  | England | North East | SR5 3NS |  |  |  | 2016
European Energy A/S | West End Farm PV | Solar | PV | No | Solar |  | 4.88 |  | England | East Midlands | DN22 0EF |  |  |  | 2015
European Energy A/S | Bubney | Solar | PV | No | Solar |  | 4.9873 |  | England | East Midlands | SY13 4QH |  |  |  | 2015
European Energy A/S | Parc Cynog | Wind | Onshore | No | Wind |  | 3.6 | LV | Wales | Wales |  |  | 225500.0 | 209500.0 | 2001
European Energy A/S | Pendine Wind Farm Limited | Wind | Onshore | No | Wind |  | 4.8 | LV | Wales | Wales |  |  | 225230.0 | 209760.0 | 2009
Falck Renewables SpA | Cambrian | Wind | Onshore | No | Wind |  | 58.5 | LV | Wales | Wales | SY233LE |  | 281000.0 | 280000.0 | 2005
Falck Renewables SpA | Boyndie | Wind | Onshore | No | Wind |  | 16.3 | LV | Scotland | Scotland |  | NJ613641 | 364000.0 | 862000.0 | 2006
Falck Renewables SpA | Earlsburn | Wind | Onshore | No | Wind |  | 37.5 | LV | Scotland | Scotland |  | NS697882 | 269652.0 | 688422.0 | 2007
Falck Renewables SpA | Ben Aketil | Wind | Onshore | No | Wind |  | 27.6 | LV | Scotland | Scotland |  | NG311485 | 132500.0 | 846500.0 | 2007
Falck Renewables SpA | Kilbraur | Wind | Onshore | No | Wind |  | 67.5 | HV | Scotland | Scotland |  | NC788078 | 278550.0 | 907550.0 | 2008
Falck Renewables SpA | Millennium | Wind | Onshore | No | Wind |  | 65 | HV | Scotland | Scotland |  | NH265106 | 225679.0 | 810840.0 | 2008
Falck Renewables SpA | Nutberry | Wind | Onshore | No | Wind |  | 15 | LV | Scotland | Scotland |  | NS777322 | 279021.0 | 635662.0 | 2013
Falck Renewables SpA | West Browncastle | Wind | Onshore | No | Wind |  | 30 | LV | Scotland | Scotland |  | NS619426 | 261117.0 | 642821.0 | 2014
Falck Renewables SpA | Kingsburn | Wind | Onshore | No | Wind |  | 22.5 | LV | Scotland | Scotland |  | NS668898 | 266606.0 | 686412.0 | 2016
Falck Renewables SpA | Spaldington | Wind | Onshore | No | Wind |  | 11.75 | LV | England | Yorkshire and the Humber |  | SE753329 | 475377.0 | 431986.0 | 2016
Falck Renewables SpA | Assel Valley | Wind | Onshore | No | Wind |  | 25 | LV | Scotland | Scotland |  | NX211938 | 223370.0 | 595995.0 | 2016
Falck Renewables SpA | Auchrobert | Wind | Onshore | No | Wind |  | 38.76 | LV | Scotland | Scotland |  | NS760392 | 275154.0 | 638500.0 | 2017
Foresight Group | Shotwick | Solar | PV | No | Solar |  | 72.21 | LV | Wales | Wales | CH52UA |  | 332888.0 | 371036.0 | 2016
Foresight Group | Moel Moelogan | wind | onshore | No | Wind |  | 2.6 | HV | Wales | Wales |  |  | 284619.0 | 362203.0 | 2003
Foresight Group | Moel Moelogan 2 | wind | onshore | No | Wind |  | 11.7 | HV | Wales | Wales |  |  | 284700.0 | 361300.0 | 2008
Foresight Group | Frodsham wind farm | Wind | Onshore | No | Wind |  | 50.35 | HV | England | North West | CH24LB |  | 348635.0 | 376504.0 | 2017
Fred Olsen Renewables | Brockloch Rig 1 | Wind | Onshore | No | Wind |  | 21.6 | LV | Scotland | Scotland |  |  | 261500.0 | 602500.0 | 1996
Fred Olsen Renewables | Crystal Rig | Wind | Onshore | No | Wind |  | 62.5 | LV | Scotland | Scotland |  |  | 368000.0 | 667000.0 | 2003
Fred Olsen Renewables | Crystal Rig II | Wind | Onshore | No | Wind |  | 138 | HV | Scotland | Scotland |  |  | 367000.0 | 667500.0 | 2003
Fred Olsen Renewables | Rothes | Wind | Onshore | No | Wind |  | 50.6 | LV | Scotland | Scotland |  |  | 318400.0 | 855900.0 | 2004
Fred Olsen Renewables | Pauls Hill | Wind | Onshore | No | Wind |  | 64.4 | LV | Scotland | Scotland |  |  | 311505.0 | 840495.0 | 2005
Fred Olsen Renewables | Rothes II | Wind | Onshore | No | Wind |  | 41.4 | LV | Scotland | Scotland |  |  | 318500.0 | 850500.0 | 2013
Fred Olsen Renewables | Mid Hill | Wind | Onshore | No | Wind |  | 75.9 | LV | Scotland | Scotland |  |  | 370540.0 | 786500.0 | 2013
Fred Olsen Renewables | Crystal Rig III | Wind | Onshore | No | Wind |  | 13.8 | HV | Scotland | Scotland |  |  | 368562.0 | 672486.0 | 2016
Fred Olsen Renewables | Brockloch Rig | Wind | Onshore | No | Wind |  | 61.5 | HV | Scotland | Scotland |  |  | 265160.0 | 596516.0 | 2017
Greencoat Capital | Llancayo | Solar | PV | No | Solar |  | 4.91 | LV | Wales | Wales | NP151HY |  | 336790.0 | 203067.0 | 2011
Greencoat Capital | Manor Farm | Solar | PV | No | Solar |  | 4.869 | LV | England | South West | P0229NR |  | 355189.0 | 130227.0 | 2011
Greencoat Capital | Springhill | Solar | PV | No | Solar |  | 4.9477 | LV | England | South West | WR127LB |  | 413653.0 | 235615.0 | 2011
Greencoat Capital | Islip | Solar | PV | No | Solar |  | 4.9912 | LV | England | East Midlands | NN143LT |  | 497983.0 | 279596.0 | 2012
Greencoat Capital | Grange Farm | Solar | PV | No | Solar |  | 5.8022 | LV | England | South West | TA210BU |  | 229006.0 | 92956.0 | 2013
Greencoat Capital | Limberlost | Solar | PV | No | Solar |  | 1.594 | LV | England | South East | RG198BR |  | 453510.0 | 164953.0 | 2013
Greencoat Capital | Redbridge | Solar | PV | No | Solar |  | 6.4832 | LV | England | South West | DT28DY |  | 377194.0 | 88984.0 | 2013
Greencoat Capital | Bicester | Solar | PV | No | Solar |  | 18.4 | LV | England | South East | OX252ND |  | 459052.0 | 218811.0 | 2013
Greencoat Capital | Wrangle | Solar | PV | No | Solar |  | 10.795 | LV | England | East Midlands | PE220PZ |  | 538495.0 | 348945.0 | 2014
Greencoat Capital | Stonebarrow | Solar | PV | No | Solar |  | 7.485 | LV | England | South West | EX135UL |  | 334899.0 | 98840.0 | 2014
Greencoat Capital | Stowbridge | Solar | PV | No | Solar |  | 24.323 | LV | England | East of England | CB63LF |  | 551252.0 | 272416.0 | 2014
Greencoat Capital | Westover | Solar | PV | No | Solar |  | 7.0416 | LV | England | South East | SP117SE |  | 434623.0 | 140438.0 | 2014
Greencoat Capital | Stables | Solar | PV | No | Solar |  | 1.966 | LV | England | East Midlands | CV136EB |  | 440233.0 | 297103.0 | 2014
Greencoat Capital | Winnards | Solar | PV | No | Solar |  | 4.4528 | LV | England | South West | TR96DG |  | 192864.0 | 66586.0 | 2015
Greencoat Capital | Bluegates | Solar | PV | No | Solar |  | 10.6972 | LV | England | East of England | CO78DE |  | 607018.0 | 222279.0 | 2015
Greencoat Capital | Rowles | Solar | PV | No | Solar |  | 12.762 | LV | England | South East | OX253QQ |  |  |  | 2015
Greencoat Capital | Flit | Solar | PV | No | Solar |  | 10.4652 | LV | England | South East | OX51PH |  |  |  | 2015
Greencoat Capital | Christchurch | Solar | PV | No | Solar |  | 17.9266 | LV | England | South West | BH237AA |  | 417714.0 | 95129.0 | 2015
Greencoat Capital | Egmanton | Solar | PV | No | Solar |  | 14.1085 | LV | England | East Midlands | NG220HH |  |  |  | 2015
Greencoat Capital | Aston Clinton | Solar | PV | No | Solar |  | 24.2423 | LV | England | South East | HP225DY |  | 484594.0 | 215796.0 | 2015
Greencoat Capital | Dunkeswell | Solar | PV | No | Solar |  | 2.7951 | LV | England | South West |  | EX144RD | 313746.0 | 107938.0 | 2015
Greencoat Capital | Homestead | Solar | PV | No | Solar |  | 17.7125 | LV | England | South East | NN127LS |  | 473845.0 | 244756.0 | 2015
Greencoat Capital | Hunciecroft | Solar | PV | No | Solar |  | 7.619 | LV | England | East Midlands | S803ND |  | 454513.0 | 373909.0 | 2015
Greencoat Capital | New Kaine | Solar | PV | No | Solar |  | 1.8748 | LV | England | South East | ME97HP |  | 584858.0 | 166460.0 | 2015
Greencoat Capital | New Stone House | Solar | PV | No | Solar |  | 11.4768 | LV | England | South East | OX252PT |  | 455811.0 | 219330.0 | 2015
Greencoat Capital | Chapel Hill | Solar | PV | No | Solar |  | 10.0703 | LV | Wales | Wales | SA715HY |  | 196092.0 | 197842.0 | 2015
Greencoat Capital | Saron | Solar | PV | No | Solar |  | 6.3326 | LV | Wales | Wales | SA183TW |  | 260904.0 | 212664.0 | 2015
Greencoat Capital | Hendai | Solar | PV | No | Solar |  | 13.3954 | LV | Wales | Wales |  | CF828FU | 312392.0 | 197842.0 | 2015
Greencoat Capital | Weston Longville | Solar | PV | No | Solar |  | 7.5686 | LV | England | East of England |  | NR95JF | 610220.0 | 315069.0 | 2015
Greencoat Capital | Gaultney | Solar | PV | No | Solar |  | 21.558 | LV | England | East Midlands | NN142SW |  |  |  | 2015
Greencoat Capital | Garvinack | Solar | PV | No | Solar |  | 9.6228 | LV | England | South West | TR49EP |  | 177775.0 | 47586.0 | 2015
Greencoat Capital | Coombe | Solar | PV | No | Solar |  | 7.2785 | LV | England | South West | EX85AZ |  | 301187.0 | 84681.0 | 2015
Greencoat Capital | Isle of Wight | Solar | PV | No | Solar |  | 6.2264 | LV | England | South East | PO334RW |  | 452614.0 | 90511.0 | 2015
Greencoat Capital | Place Farm | Solar | PV | No | Solar |  | 6.7917 | LV | England | South East | TN262LX |  | 597181.0 | 132855.0 | 2015
Greencoat Capital | Malmaynes | Solar | PV | No | Solar |  | 14.8262 | LV | England | South East | ME39SQ |  | 580664.0 | 175335.0 | 2015
Greencoat Capital | Moat Farm | Solar | PV | No | Solar |  | 4.6176 | LV | England | East Midlands | DN228QX |  | 466600.0 | 384353.0 | 2015
Greencoat Capital | Upper Farm | Solar | PV | No | Solar |  | 10.0105 | LV | England | South East | SO249RY |  | 463453.0 | 141758.0 | 2015
Greencoat Capital | Rhydypandy | Solar | PV | No | Solar |  | 6.3801 | LV | Wales | Wales | SA66NX |  | 265957.0 | 200658.0 | 2015
Greencoat Capital | Wilton | Solar | PV | No | Solar |  | 9.4838 | LV | England | South West | PL125BX |  | 231509.0 | 58873.0 | 2015
Greencoat Capital | Hoplass | Solar | PV | No | Solar |  | 10.3428 | LV | Wales | Wales | SA715TG |  | 190875.0 | 200362.0 | 2015
Greencoat Capital | Radstone | Solar | PV | No | Solar |  | 5.2204 | LV | England | East Midlands | NN135PY |  |  |  | 2015
Greencoat Capital | Hendre Fawr | Solar | PV | No | Solar |  | 11.6259 | LV | Wales | Wales | CF449RJ |  | 291347.0 | 206062.0 | 2015
Greencoat Capital | Aston House | Solar | PV | No | Solar |  | 19.8266 | LV | England | East Midlands |  | DE65AG | 416833.0 | 331778.0 | 2015
Greencoat Capital | Morton Solar | Solar | PV | No | Solar |  | 28.0954 | LV | England | East Midlands | DN228HD |  | 467120.0 | 379462.0 | 2015
Greencoat Capital | Welbeck | Solar | PV | No | Solar |  | 16.0384 | LV | England | East Midlands | NG229EY |  | 460619.0 | 372696.0 | 2015
Greencoat Capital | Gedulah | Solar | PV | No | Solar |  | 18.33 | LV | England | North West | CA73JU |  |  |  | 2015
Greencoat Capital | Rolleston | Solar | PV | No | Solar |  | 18.003 | LV | England | West Midlands | DE139HH |  | 421291.0 | 326955.0 | 2015
Greencoat Capital | Bentham | Solar | PV | No | Solar |  | 11.051 | LV | England | South West | SN54JB |  | 407114.0 | 189633.0 | 2015
Greencoat Capital | Bedborough | Solar | PV | No | Solar |  | 4.999 | LV | England | South West | BH217BQ |  | 404920.0 | 101836.0 | 2015
Greencoat Capital | Slade Farm | Solar | PV | No | Solar |  | 4.0966 | LV | England | South West | TQ72HE |  | 274224.0 | 45194.0 | 2015
Greencoat Capital | FannyHouse | Solar | PV | No | Solar |  | 4.942 | LV | England | North West | LA33EF |  | 342598.0 | 462146.0 | 2015
Greencoat Capital | Guston | Solar | PV | No | Solar |  | 4.9993 | LV | England | South East | CT155EW |  | 632877.0 | 144096.0 | 2015
Greencoat Capital | Long Meadow | Solar | PV | No | Solar |  | 4.1198 | LV | England | South East | LU79DY |  | 493475.0 | 217559.0 | 2015
Greencoat Capital | Margate | Solar | PV | No | Solar |  | 3.366 | LV | England | South West | PL311HE |  | 208657.0 | 66512.0 | 2015
Greencoat Capital | Great Seabrook | Solar | PV | No | Solar |  | 4.965 | LV | England | South East | LU79DY |  | 493192.0 | 217705.0 | 2015
Greencoat Capital | Ferry Farm | Solar | PV | No | Solar |  | 4.924 | LV | England | South East | PO209DZ |  | 485830.0 | 96047.0 | 2015
Greencoat Capital | Canopus | Solar | PV | No | Solar |  | 4.9986 | LV | England | East Midlands | PE227BE |  | 530597.0 | 347613.0 | 2015
Greencoat Capital | Burnham Wick | Solar | PV | No | Solar |  | 4.9992 | LV | England | East of England | CM08LU |  | 596876.0 | 195875.0 | 2015
Greencoat Capital | Upper Wick | Solar | PV | No | Solar |  | 4.9986 | LV | England | South West | GL116DE |  | 371550.0 | 195850.0 | 2015
Greencoat Capital | ScottowMoor | Solar | PV | No | Solar |  | 33.68 | LV | England | East of England | NR105FB |  | 626488.0 | 323770.0 | 2015
Greencoat Capital | Five Oaks | Solar | PV | No | Solar |  | 4.9997 | LV | England | South East | RH149AZ |  | 509003.0 | 130058.0 | 2016
Greencoat Capital | SMSL1 | Solar | PV | No | Solar |  | 4.7696 | LV | England | East of England | NR105FB |  | 626626.0 | 322780.0 | 2016
Greencoat Capital | Eveley | Solar | PV | No | Solar |  | 49.328 | LV | England | South East | SO206SA |  | 432815.0 | 133266.0 | 2016
Greencoat Capital | Ford | Solar | PV | No | Solar |  | 11.5699 | LV | England | South East | BN443AT |  | 517748.0 | 117195.0 | 2016
Greencoat Capital | LowerHouse | Solar | PV | No | Solar |  | 8.2237 | LV | Wales | Wales | NP151JU |  | 334870.0 | 204817.0 | 2016
Greencoat Capital | Sellindge | Solar | PV | No | Solar |  | 11.2093 | LV | England | South East | TN256EE |  | 608480.0 | 137870.0 | 2016
Greencoat Capital | Trowle | Solar | PV | No | Solar |  | 4.9986 | LV | England | South West | BA149BR |  | 383857.0 | 158625.0 | 2016
Greencoat Capital | Bryn Bachau | Solar | PV | No | Solar |  | 4.5721 | LV | Wales | Wales | LL536RQ |  | 243136.0 | 336998.0 | 2016
Greencoat Capital | Bent Spur | Solar | PV | No | Solar |  | 4.992 | LV | England | North West | BL48SJ |  | 375173.0 | 404114.0 | 2016
Greencoat Capital | Swindon | Solar | PV | No | Solar |  | 60.8926 | LV | England | South West | SN49NS |  | 413029.0 | 179126.0 | 2016
Greencoat Capital | SMSL2 | Solar | PV | No | Solar |  | 4.8905 | LV | England | East of England | NR105FB |  | 625975.0 | 323016.0 | 2016
Greencoat Capital | SMSL3 | Solar | PV | No | Solar |  | 4.9524 | LV | England | East of England | NR105FB |  | 625975.0 | 323016.0 | 2016
Greencoat Capital | SMSL4 | Solar | PV | No | Solar |  | 3.6445 | LV | England | East of England | NR105FB |  | 625975.0 | 323016.0 | 2016
Greencoat Capital | Bobbing | Solar | PV | No | Solar |  | 11.6012 | LV | England | South East | ME97HZ |  | 586894.0 | 165757.0 | 2016
Greencoat Capital | Outwood | Solar | PV | No | Solar |  | 4.9701 | LV | England | East of England | CM112TX |  | 568931.0 | 193607.0 | 2016
Greencoat Capital | Lagness | Solar | PV | No | Solar |  | 4.847 | LV | England | South East | PO201LR |  | 490675.0 | 101234.0 | 2016
Greencoat Capital | Seaview | Solar | PV | No | Solar |  | 1.8774 | LV | Wales | Wales | CF365TB |  | 282388.0 | 178878.0 | 2016
Greencoat Capital | 30Acres | Solar | PV | No | Solar |  | 3.773 | LV | England | East Midlands | NG208XT |  | 453432.0 | 367916.0 | 2016
Greencoat Capital | Errol | Solar | PV | No | Solar |  | 12.9994 | LV | Scotland | Scotland | PH27NL |  | 321840.0 | 721031.0 | 2016
Greencoat Capital | Wilsom Farm | Solar | PV | No | Solar |  | 4.0058 | LV | England | South East | GU343BF |  | 472777.0 | 138856.0 | 2016
Greencoat Capital | Honeysome | Solar | PV | No | Solar |  | 4.346 | LV | England | East of England | PE166TG |  | 538755.0 | 286122.0 | 2016
Greencoat Capital | RamseySolar | Solar | PV | No | Solar |  | 4.973 | LV | England | East of England | PE262RU |  | 527862.0 | 284726.0 | 2016
Greencoat Capital | Newton | Solar | PV | No | Solar |  | 4.9873 | LV | England | East of England | NR148GD |  | 624152.0 | 306192.0 | 2016
Greencoat Capital | Severn Beach | Solar | PV | No | Solar |  | 3.9562 | LV | England | South West | BS354NL |  | 354534.0 | 184909.0 | 2016
Greencoat Capital | Marchington | Solar | PV | No | Solar |  | 4.9982 | LV | England | West Midlands | DE65GX |  |  |  | 2016
Greencoat Capital | Tower Hayes | Solar | PV | No | Solar |  | 4.9991 | LV | England | East Midlands | LE671FH |  | 444576.0 | 310822.0 | 2016
Greencoat Capital | Carnemough | Solar | PV | No | Solar |  | 10.1403 | LV | England | South West | TR24EL |  | 191629.0 | 52065.0 | 2016
Greencoat Capital | Kinmel 1 | Solar | PV | No | Solar |  | 4.9986 | LV | Wales | Wales | LL229SD |  |  |  | 2016
Greencoat Capital | Merston | Solar | PV | No | Solar |  | 4.999 | LV | England | South East | PO201LL |  | 489440.0 | 102825.0 | 2016
Greencoat Capital | Carlam Hill Education | Solar | PV | No | Solar |  | 4.998 | LV | England | Yorkshire and the Humber | HU75YX |  |  |  | 2016
Greencoat Capital | Rhewl 1 | Solar | PV | No | Solar |  | 3.0415 | LV | Wales | Wales | NP166AG |  |  |  | 2016
Greencoat Capital | Sudbrook | Solar | PV | No | Solar |  | 4.998 | LV | Wales | Wales | NP265SR |  | 350024.0 | 187852.0 | 2016
Greencoat Capital | Kinmel 2 | Solar | PV | No | Solar |  | 4.992 | LV | Wales | Wales | LL229SG |  |  |  | 2016
Greencoat Capital | Ashby | Solar | PV | No | Solar |  | 4.7991 | LV | England | East Midlands | LE652UN |  | 434525.0 | 317774.0 | 2016
Greencoat Capital | Balcombe | Solar | PV | No | Solar |  | 4.9608 | LV | England | South East | RH194QS |  | 535377.0 | 132854.0 | 2016
Greencoat Capital | Huntspill | Solar | PV | No | Solar |  | 4.993 | LV | England | South West | TA93PN |  | 332877.0 | 144342.0 | 2016
Greencoat Capital | Shuttleworth | Solar | PV | No | Solar |  | 4.9991 | LV | England | North West | BB74LL |  | 382296.0 | 448048.0 | 2016
Greencoat Capital | Wilbees | Solar | PV | No | Solar |  | 4.9987 | LV | England | South East | BN266RU |  | 554339.0 | 106829.0 | 2016
Greencoat Capital | Basin Bridge | Solar | PV | No | Solar |  | 4.9896 | LV | England | East Midlands | CV136JJ |  |  |  | 2016
Greencoat Capital | Pantymoch | Solar | PV | No | Solar |  | 4.992 | LV | Wales | Wales | SA132UT |  | 277876.0 | 190467.0 | 2016
Greencoat Capital | Royston | Solar | PV | No | Solar |  | 4.96 | LV | England | East of England | SG85UT |  | 535667.0 | 242584.0 | 2016
Greencoat Capital | Moor House | Solar | PV | No | Solar |  | 4.9156 | LV | England | North West | CA144JZ |  | 301300.0 | 525369.0 | 2016
Greencoat Capital | Cranham | Solar | PV | No | Solar |  | 2.9987 | LV | England | London | RM143NU |  | 558400.0 | 187089.0 | 2016
Greencoat Capital | Mill Farm | Solar | PV | No | Solar |  | 4.9967 | LV | England | East Midlands | NG335DP |  | 494872.0 | 331696.0 | 2016
Greencoat Capital | Eckland Lodge | Solar | PV | No | Solar |  | 3.657 | LV | England | East Midlands | LE168HB |  | 478672.0 | 284948.0 | 2016
Greencoat Capital | Royston CIC | Solar | PV | No | Solar |  | 4.896 | LV | England | East of England | SG85UT |  | 535667.0 | 242584.0 | 2016
Greencoat Capital | Pantymoch CIC | Solar | PV | No | Solar |  | 4.896 | LV | Wales | Wales | SA132UT |  | 277876.0 | 190467.0 | 2016
Greencoat Capital | Wick Road CIC | Solar | PV | No | Solar |  | 2.1994 | LV | England | South West | BS246RR |  | 331664.0 | 154677.0 | 2016
Greencoat Capital | Wick Road | Solar | PV | No | Solar |  | 4.6627 | LV | England | South West | BS246RR |  | 331664.0 | 154677.0 | 2016
Greencoat Capital | Bransholme Solar | Solar | PV | No | Solar |  | 4.998 | LV | England | Yorkshire and the Humber | HU75YX |  |  |  | 2016
Greencoat Capital | Rolls Royce | Solar | PV | No | Solar |  | 3.2 | LV | England | South West | BS346QA |  | 360460.0 | 180792.0 | 2016
Greencoat Capital | Rhewl 2 | Solar | PV | No | Solar |  | 3.0716 | LV | Wales | Wales | NP166AG |  |  |  | 2016
Greencoat Capital | Carrowdore | Solar | PV | No | Solar |  | 5.9816 | LV | Northern Ireland | Northern Ireland | BT222HH |  | 169400.0 | 525454.0 | 2017
Greencoat Capital | Carver Hey | Solar | PV | No | Solar |  | 2.5056 | LV | England | North West | PR44SX |  | 348519.0 | 423631.0 | 2017
Greencoat Capital | Woodhouse | Solar | PV | No | Solar |  | 4.9795 | LV | England | West Midlands | ST145HY |  | 409432.0 | 339052.0 | 2017
Greencoat Capital | Brent Broad | Solar | PV | No | Solar |  | 3.7584 | LV | England | South West | BS246RR |  | 332623.0 | 152727.0 | 2017
Greencoat Capital | Home Farm | Solar | PV | No | Solar |  | 4.9873 | LV | England | South West | GL519RS |  | 393986.0 | 226037.0 | 2017
Greencoat Capital | Arnawood | Solar | PV | No | Solar |  | 4.992 | LV | England | North West | LA20AE |  | 346363.0 | 459484.0 | 2017
Greencoat Capital | Bilsborrow | Solar | PV | No | Solar |  | 4.9926 | LV | England | North West | PR30RU |  | 350124.0 | 439100.0 | 2017
Greencoat Capital | Snettisham | Solar | PV | No | Solar |  | 2.6928 | LV | England | East of England | PE317NE |  | 570621.0 | 334187.0 | 2017
Greencoat Capital | Otherton | Solar | PV | No | Solar |  | 2.5186 | LV | England | West Midlands | WR65LS |  | 380432.0 | 254242.0 | 2017
Greencoat Capital | West Strathore | Solar | PV | No | Solar |  | 4.9773 | LV | Scotland | Scotland | KY14DQ |  | 328619.0 | 697504.0 | 2017
Greencoat Capital | Potters Bar | Solar | PV | No | Solar |  | 4.9981 | LV | England | East of England | EN63DQ |  | 524112.0 | 202677.0 | 2017
Greencoat Capital | Widehurst | Solar | PV | No | Solar |  | 4.9862 | LV | England | South East | TN129LN |  | 575536.0 | 142994.0 | 2017
Greencoat Capital | Ainderby | Solar | PV | No | Solar |  | 4.961 | LV | England | Yorkshire and the Humber | DL79PZ |  | 433420.0 | 492119.0 | 2017
Greencoat Capital | Bann Road | Solar | PV | No | Solar |  | 45.7528 | LV | Northern Ireland | Northern Ireland |  |  | 111262.0 | 571958.0 | 2017
Greencoat Capital | Cockett Valley | Solar | PV | No | Solar |  | 4.9993 | LV | Wales | Wales | SA54TH |  | 260884.0 | 195188.0 | 2017
Greencoat Capital | Henley | Solar | PV | No | Solar |  | 4.999 | LV | England | West Midlands | SY66RS |  | 345599.0 | 288062.0 | 2017
Greencoat Capital | Upper Meadowley | Solar | PV | No | Solar |  | 4.8654 | LV | England | West Midlands | WV166UQ |  | 366792.0 | 292516.0 | 2017
Greencoat Capital | Wraysbury | Solar | PV | No | Solar |  | 3.049 | LV | England | South East | TW195AH |  | 501492.0 | 172752.0 | 2017
Greencoat Capital | Berthllwyd | Solar | PV | No | Solar |  | 4.9648 | LV | Wales | Wales | CF371PS |  | 307796.0 | 188016.0 | 2017
Greencoat Capital | Bodwen | Solar | PV | No | Solar |  | 4.9998 | LV | England | South West | PL268RP |  | 202672.0 | 60536.0 | 2017
Greencoat Capital | Ebnal Lodge | Solar | PV | No | Solar |  | 4.9894 | LV | England | West Midlands | SY107BL |  | 331810.0 | 334117.0 | 2017
Greencoat Capital | Sandhutton | Solar | PV | No | Solar |  | 4.9998 | LV | England | Yorkshire and the Humber | YO74RW |  | 439302.0 | 482532.0 | 2017
Greencoat Capital | Hunger Hill | Solar | PV | No | Solar |  | 4.9958 | LV | England | North East | DL21JZ |  | 433439.0 | 512522.0 | 2017
Greencoat Capital | Wrea Green | Solar | PV | No | Solar |  | 4.8797 | LV | England | North West | PR42WP |  | 338850.0 | 431150.0 | 2017
Greencoat Capital | CommonFarm | Solar | PV | No | Solar |  | 3.3364 | LV | England | South West | SN49QJ |  | 413720.0 | 181837.0 | 2017
Greencoat Capital | Netley | Solar | PV | No | Solar |  | 4.997 | LV | England | South East | SO315FF |  | 446625.0 | 109005.0 | 2017
Greencoat Capital | West Carclaze | Solar | PV | No | Solar |  | 4.9948 | LV | England | South West | PL268XL |  | 201930.0 | 55161.0 | 2017
Greencoat Capital | Belper | Solar | PV | No | Solar |  | 4.9979 | LV | England | East Midlands | TS160PS |  | 437351.0 | 348648.0 | 2017
Greencoat Capital | Carmarthen | Solar | PV | No | Solar |  | 4.7012 | LV | Wales | Wales | SA312LS |  | 0.0 | 0.0 | 2017
Greencoat Capital | Clay Cross | Solar | PV | No | Solar |  | 4.9928 | LV | England | North West | CA141LG |  | 301000.0 | 532000.0 | 2017
Greencoat Capital | Lisburn | Solar | PV | No | Solar |  | 20.5 | LV | Northern Ireland | Northern Ireland | BT282SL |  | 134798.0 | 521384.0 | 2017
Greencoat Capital | Mount Farm | Solar | PV | No | Solar |  | 23.0789 | HV | England | West Midlands | WR12 7JA |  |  |  | 2016
Greencoat Capital | Vine Farm | Solar | PV | No | Solar |  | 45.916 | HV | England | East of England | SG8 0HJ |  |  |  | 2016
Greencoat Capital | Rose & Crown | Solar | PV | No | Solar |  | 30.107 | HV | England | East of England | PE14 7JB |  |  |  | 2016
Greencoat Capital | Laurel Hill | Solar | PV | No | Solar |  | 14.202 |  | Northern Ireland | Northern Ireland | BT25 1JS |  |  |  | 2018
Greencoat Capital | Trefullock | Solar | PV | No | Solar |  | 4.9694 | LV | England | South West | TR8 5BH |  |  |  | 2016
Greencoat Capital | Thornham | Solar | PV | No | Solar |  | 20.627 | LV | England | East of England | PE36 5LH |  |  |  | 2022
Greencoat Capital | Beech Farm | Solar | PV | No | Solar |  | 4.3027 |  | England | South West | SN6 7SE |  |  |  | 2016
Greencoat Capital | Dove View | Solar | PV | No | Solar |  | 4.5652 |  | England | West Midlands | ST14 8JY |  |  |  | 2022
Greencoat Capital | Hurcott | Solar | PV | No | Solar |  | 9.9965 |  | England | South West | TA19 0JS |  |  |  | 2015
Greencoat Capital | Turweston | Solar | PV | No | Solar |  | 16.4448 |  | England | South East | NN13 5YD |  |  |  | 2014
Greencoat Capital | Streetfield | Solar | PV | No | Solar |  | 49.9875 |  | England | West Midlands | LE17 4HS |  |  |  | 2022
Greencoat Capital | Carn Nicholas | Solar | PV | No | Solar |  | 9.9 |  | Wales | Wales | SA1 7BL |  |  |  | 2017
Greencoat Capital | Bury Green | Solar | PV | No | Solar |  | 4.6847 |  | England | East of England | PE26 2RY |  |  |  | 2015
Greencoat Capital | Thaxted | Solar | PV | No | Solar |  | 4.997 |  | England | East of England | CM6 2RD |  |  |  | 2016
Greencoat Capital | Gorse Lane | Solar | PV | No | Solar |  | 2.7711 |  | England | East Midlands | NG34 8PF |  |  |  | 2017
Greencoat Capital | Tappaghan Wind Farm | Wind | Onshore | No | Wind |  | 28.5 | LV | Northern Ireland | Northern Ireland |  |  | 41015.0 | 531174.0 | 2005
Greencoat Capital | Braes of Doune Wind Farm | Wind | Onshore | No | Wind |  | 72 | HV | Scotland | Scotland |  |  | 272590.0 | 710500.0 | 2007
Greencoat Capital | Bin Mountain Wind Farm | Wind | Onshore | No | Wind |  | 9 | LV | Northern Ireland | Northern Ireland |  |  | 57145.0 | 558200.0 | 2007
Greencoat Capital | Slieve Divena | Wind | Onshore | No | Wind |  | 30 | LV | Northern Ireland | Northern Ireland |  |  | 69602.0 | 524593.0 | 2009
Greencoat Capital | North Rhins | Wind | Onshore | No | Wind |  | 22 | LV | Scotland | Scotland |  |  | 201980.0 | 557960.0 | 2009
Greencoat Capital | Carcant Wind Farm | Wind | Onshore | No | Wind |  | 6 | LV | Scotland | Scotland |  |  | 336250.0 | 652850.0 | 2010
Greencoat Capital | Screggagh | Wind | Onshore | No | Wind |  | 20 | LV | Northern Ireland | Northern Ireland |  |  | 54566.0 | 520549.0 | 2011
Greencoat Capital | Church Hill | Wind | Onshore | No | Wind |  | 18.4 | LV | Northern Ireland | Northern Ireland |  |  | 31711.0 | 543769.0 | 2012
Greencoat Capital | Crighshane | Wind | Onshore | No | Wind |  | 32.2 | HV | Northern Ireland | Northern Ireland |  |  | 29021.0 | 542409.0 | 2012
Greencoat Capital | Drone Hill | Wind | Onshore | No | Wind |  | 28.6 | LV | Scotland | Scotland |  |  | 383719.0 | 667227.0 | 2012
Greencoat Capital | Cotton Farm | Wind | Onshore | No | Wind |  | 16.4 | LV | England | East of England |  |  | 523270.0 | 264130.0 | 2013
Greencoat Capital | Earls Hall Farm | Wind | Onshore | No | Wind |  | 10.25 | LV | England | East of England |  |  | 614550.0 | 216860.0 | 2013
Greencoat Capital | Kildrummy | Wind | Onshore | No | Wind |  | 18.4 | LV | Scotland | Scotland |  |  | 357655.0 | 815170.0 | 2013
Greencoat Capital | Sixpenny Wood | Wind | Onshore | No | Wind |  | 20.5 | LV | England | Yorkshire and the Humber |  |  | 478500.0 | 427500.0 | 2013
Greencoat Capital | Yelvertoft | Wind | Onshore | No | Wind |  | 16.4 | LV | England | East Midlands |  |  | 457887.0 | 275532.0 | 2013
Greencoat Capital | Maerdy | Wind | Onshore | No | Wind |  | 24 | LV | Wales | Wales |  |  | 295390.0 | 199853.0 | 2013
Greencoat Capital | Langhope Rig | Wind | Onshore | No | Wind |  | 16.4 | LV | Scotland | Scotland |  |  | 340519.0 | 615032.0 | 2013
Greencoat Capital | Boganlea | Wind | Onshore | No | Wind |  | 2.31 | LV | Scotland | Scotland | AB535UY |  | 382155.0 | 852949.0 | 2014
Greencoat Capital | Stroupster | Wind | Onshore | No | Wind |  | 29.9 | LV | Scotland | Scotland |  |  | 334250.0 | 966250.0 | 2015
Greencoat Capital | Corriegarth | Wind | Onshore | No | Wind |  | 69.5 | HV | Scotland | Scotland |  |  | 257500.0 | 813500.0 | 2017
Greencoat Capital | Bishopthorpe | Wind | Onshore | No | Wind |  | 16.4 | LV | England | East Midlands |  |  | 532679.0 | 403330.0 | 2017
Greencoat Capital | Slieve Divena 2 | Wind | Onshore | No | Wind |  | 18.8 | LV | Northern Ireland | Northern Ireland |  |  | 69602.0 | 524593.0 | 2017
Greencoat Capital | Brockaghboy | Wind | Onshore | No | Wind |  | 47.5 | LV | Northern Ireland | Northern Ireland |  |  | 96550.0 | 571846.0 | 2017
Greencoat Capital | Tom Nan Clach | Wind | Onshore | No | Wind |  | 39.1 | HV | Scotland | Scotland |  |  | 286500.0 | 834500.0 | 2019
Greencoat Capital | Windy Rig | Wind | Onshore | No | Wind |  | 43.2 | HV | Scotland | Scotland |  |  |  |  | 2021
Greencoat Capital | Glen Kyllachy | Wind | Onshore | No | Wind |  | 48.5 | HV | Scotland | Scotland |  |  |  |  | 2021
Greencoat Capital | Douglas West | Wind | Onshore | No | Wind |  | 44.85 | LV | Scotland | Scotland |  |  |  |  | 2014
Greencoat Capital | TwentyShilling Hill | Wind | Onshore | No | Wind |  | 37.8 | LV | Scotland | Scotland |  |  |  |  | 2015
Greencoat Capital | South Kyle | Wind | Onshore | No | Wind |  | 240 |  | Scotland | Scotland |  |  |  |  | 2023
Greencoat Capital | Dalquhandy | Wind | Onshore | No | Wind |  | 42 |  | Scotland | Scotland |  |  |  |  | 2023
Intergen | Rocksavage Power Company Ltd | Fossil Fuel | CCGT | No | Natural Gas |  | 810 | HV | England | North West |  |  | 352414.0 | 377661.0 | 1998
Intergen | Coryton Energy Company Ltd | Fossil Fuel | CCGT | No | Natural Gas |  | 800 | HV | England | South East |  |  | 565166.0 | 178798.0 | 2002
Intergen | Spalding Energy Company Ltd | Fossil Fuel | CCGT | No | Natural Gas |  | 950 | HV | England | East Midlands |  |  | 524944.0 | 320245.0 | 2004
Intergen | Spalding Expansion OCGT | Fossil Fuel | CCGT |  | Natural Gas |  | 300 |  | England | East Midlands | PE11 3BB |  |  |  | 2019
Lightsource BP | Howbery | Solar | PV | No | Solar |  | 0.7485 | LV | England | South East | TR24EP |  | 461755.0 | 190325.0 | 2011
Lightsource BP | Moor Solar 1 | Solar | PV | No | Solar |  | 1.6666 | LV | England | East Midlands |  |  | 544055.0 | 323522.0 | 2011
Lightsource BP | Moor Solar 2 | Solar | PV | No | Solar |  | 1.0675 | LV | England | East Midlands |  |  | 544125.0 | 323559.0 | 2011
Lightsource BP | Howton | Solar | PV | No | Solar |  | 4.9997 | LV | England | South West | PL126QY |  | 238063.0 | 62770.0 | 2011
Lightsource BP | Marston | Solar | PV | No | Solar |  | 4.5114 | LV | England | East Midlands | NG322JP |  | 488029.0 | 342114.0 | 2011
Lightsource BP | Wilburton | Solar | PV | No | Solar |  | 4.99 | LV | England | East of England | CB63PU |  | 547655.0 | 274082.0 | 2011
Lightsource BP | Promens | Solar | PV | No | Solar |  | 1.6485 | LV | England | East of England | NR347TB |  | 644496.0 | 288255.0 | 2011
Lightsource BP | Wheal Jane | Solar | PV | No | Solar |  | 1.42 | LV | England | South West |  |  | 177412.0 | 42176.0 | 2011
Lightsource BP | Walton | Solar | PV | No | Solar |  | 1.7863 | LV | England | South East | KT122EG |  | 511550.0 | 168450.0 | 2011
Lightsource BP | Benbole | Solar | PV | No | Solar |  | 1.739 | LV | England | South West | PL303EF |  | 202931.0 | 74850.0 | 2011
Lightsource BP | Crossness | Solar | PV | No | Solar |  | 1.5037 | LV | England | London | SE29AQ |  | 548450.0 | 180950.0 | 2011
Lightsource BP | Trevemper | Solar | PV | No | Solar |  | 1.6999 | LV | England | South West |  |  | 181946.0 | 59506.0 | 2011
Lightsource BP | Dunsfold | Solar | PV | No | Solar |  | 2.0006 | LV | England | South East |  |  | 501944.09999999998 | 136562.0 | 2011
Lightsource BP | Hawton | Solar | PV | No | Solar |  | 4.877 | LV | England | East Midlands | NG243RJ |  | 479632.0 | 348905.0 | 2011
Lightsource BP | Sandhill | Solar | PV | No | Solar |  | 1.9228 | LV | England | South West |  |  | 316188.0 | 129704.0 | 2011
Lightsource BP | Fawley (Langley) | Solar | PV | No | Solar |  | 4.9997 | LV | England | South East | SO451AB |  | 445171.0 | 100816.0 | 2012
Lightsource BP | Chittering | Solar | PV | No | Solar |  | 4.9934 | LV | England | East of England |  |  | 551488.0 | 271214.0 | 2012
Lightsource BP | Eastacombe | Solar | PV | No | Solar |  | 3.577 | LV | England | South West |  |  | 235435.0 | 99648.0 | 2012
Lightsource BP | Summerlands | Solar | PV | No | Solar |  | 0.8064 | LV | England | South West | EX174DF |  | 284552.0 | 108297.0 | 2012
Lightsource BP | Great Knowles | Solar | PV | No | Solar |  | 2.915 | LV | England | South West | EX226JY |  | 232612.0 | 103213.0 | 2012
Lightsource BP | West Bradley | Solar | PV | No | Solar |  | 1.029 | LV | England | South West | EX168BJ |  | 289684.0 | 114161.0 | 2012
Lightsource BP | Pont Andrew | Solar | PV | No | Solar |  | 1.5443 | LV | Wales | Wales | CF449UL |  | 252617.0 | 210675.0 | 2012
Lightsource BP | Ffos Las | Solar | PV | No | Solar |  | 4.9968 | LV | Wales | Wales |  |  | 245478.0 | 205296.0 | 2012
Lightsource BP | Bodmin | Solar | PV | No | Solar |  | 4.9768 | LV | England | South West | PL312PF |  | 206175.0 | 68428.0 | 2012
Lightsource BP | Langunnett | Solar | PV | No | Solar |  | 6.174 | LV | England | South West | PL220NQ |  | 215569.0 | 57824.0 | 2013
Lightsource BP | Manston | Solar | PV | No | Solar |  | 9.831 | LV | England | South East | CT125AU |  | 634574.0 | 166813.0 | 2013
Lightsource BP | West Farm | Solar | PV | No | Solar |  | 7.63 | LV | Wales | Wales | SA724UN |  | 199608.0 | 203981.0 | 2013
Lightsource BP | Blatchworthy | Solar | PV | No | Solar |  | 1.4125 | LV | England | South West |  | EX169QH | 250572.0 | 140713.0 | 2013
Lightsource BP | Five Mile Drive | Solar | PV | No | Solar |  | 3.912 | LV | England | South West | GL569TG |  | 413600.0 | 235700.0 | 2013
Lightsource BP | Trefinnick | Solar | PV | No | Solar |  | 4.4036 | LV | England | South West | PL178QD |  | 233642.0 | 74030.0 | 2013
Lightsource BP | Cleave Farm | Solar | PV | No | Solar |  | 4.5644 | LV | England | South West | EX394PU |  | 249891.0 | 124902.0 | 2013
Lightsource BP | Rudge Hill Farm | Solar | PV | No | Solar |  | 1.0189 | LV | England | South West | DT102AB |  | 378118.0 | 112656.0 | 2013
Lightsource BP | Says Court | Solar | PV | No | Solar |  | 19.807 | LV | England | South West | BS362NY |  | 368922.0 | 181730.0 | 2014
Lightsource BP | Westwood | Solar | PV | No | Solar |  | 9.181 | LV | England | South East | CT125AS |  | 635063.0 | 166833.0 | 2014
Lightsource BP | Fareham | Solar | PV | No | Solar |  | 20.508 | LV | England | South East | PO141AU |  | 456710.0 | 103840.0 | 2014
Lightsource BP | Knowlton | Solar | PV | No | Solar |  | 11.541 | LV | England | South East | CT31PT |  | 628013.0 | 153474.0 | 2014
Lightsource BP | Crucis Farm | Solar | PV | No | Solar |  | 16.057 | LV | England | South West | GL75DX |  | 406095.0 | 202822.0 | 2014
Lightsource BP | Fairwinds | Solar | PV | No | Solar |  | 12.1969 | LV | England | East of England | SS166EB |  | 565725.0 | 187731.0 | 2014
Lightsource BP | Norrington | Solar | PV | No | Solar |  | 11.145 | LV | England | South West | SN128LT |  | 388259.0 | 164933.0 | 2014
Lightsource BP | Bury Lane | Solar | PV | No | Solar |  | 22.2159 | LV | England | East of England | SG86DF |  | 537439.0 | 244200.0 | 2014
Lightsource BP | Epwell | Solar | PV | No | Solar |  | 8.988 | LV | England | South East | OX156HF |  | 436715.0 | 241041.0 | 2014
Lightsource BP | Brynteg | Solar | PV | No | Solar |  | 14.7866 | LV | Wales | Wales | SA154ND |  | 249621.0 | 203809.0 | 2014
Lightsource BP | Burnthouse | Solar | PV | No | Solar |  | 4.7624 | LV | England | East of England | PE72HS |  | 534234.0 | 294198.0 | 2014
Lightsource BP | Primrose Hill | Solar | PV | No | Solar |  | 4.3452 | LV | England | Yorkshire and the Humber | LN85JE |  | 460491.0 | 428957.0 | 2015
Lightsource BP | Crundale | Solar | PV | No | Solar |  | 43.6643 | LV | Wales | Wales | SA624PY |  | 198922.0 | 217459.0 | 2015
Lightsource BP | Castle Combe | Solar | PV | No | Solar |  | 15.3274 | LV | England | South West | SN147EY |  | 385003.0 | 177211.0 | 2015
Lightsource BP | Horam | Solar | PV | No | Solar |  | 2.571 | LV | England | South East | TN210JB |  | 557342.0 | 117038.0 | 2015
Lightsource BP | Hill House Farm | Solar | PV | No | Solar |  | 28.3118 | LV | England | South West | GL27AN |  | 375073.0 | 204169.0 | 2015
Lightsource BP | Burthy | Solar | PV | No | Solar |  | 13.0804 | LV | England | South West | TR85BN |  | 191082.0 | 55525.0 | 2015
Lightsource BP | Little Neath | Solar | PV | No | Solar |  | 6.135 | LV | Wales | Wales | SA715AA |  | 191001.0 | 200291.0 | 2015
Lightsource BP | Prestop Park | Solar | PV | No | Solar |  | 15.852 | LV | England | East Midlands | LE652TE |  | 433582.0 | 316633.0 | 2015
Lightsource BP | Sundorne Grove | Solar | PV | No | Solar |  | 18.226 | LV | England | West Midlands | SY44RR |  | 352826.0 | 315367.0 | 2015
Lightsource BP | Wrockwardine | Solar | PV | No | Solar |  | 10.468 | LV | England | West Midlands | TF50BJ |  | 361262.0 | 311911.0 | 2015
Lightsource BP | St Francis | Solar | PV | No | Solar |  | 4.3253 | LV | England | South East | TN339BL |  | 572709.0 | 111249.0 | 2015
Lightsource BP | Treguff | Solar | PV | No | Solar |  | 3.7365 | LV | Wales | Wales | CF715LT |  | 302265.0 | 171141.0 | 2015
Lightsource BP | Henbury Quarry | Solar | PV | No | Solar |  | 3.684 | LV | England | South West | BH213QZ |  | 396735.0 | 97102.0 | 2015
Lightsource BP | Exning | Solar | PV | No | Solar |  | 30.276 | LV | England | East of England | CB80XG |  | 561429.0 | 263931.0 | 2015
Lightsource BP | Hill Farm | Solar | PV | No | Solar |  | 7.6934 | LV | Wales | Wales | NP117BB |  | 319254.0 | 192650.0 | 2015
Lightsource BP | Langton (FIT) | Solar | PV | No | Solar |  | 4.3472 | LV | Wales | Wales | SA659RH |  | 194473.0 | 233813.0 | 2015
Lightsource BP | Maes Bach | Solar | PV | No | Solar |  | 4.5594 | LV | Wales | Wales | CF381SL |  | 310571.0 | 185789.0 | 2015
Lightsource BP | Shaftesbury | Solar | PV | No | Solar |  | 4.997 | LV | England | South West | SP79HD |  | 386849.0 | 124179.0 | 2015
Lightsource BP | Upper Clayhill | Solar | PV | No | Solar |  | 4.7492 | LV | England | South East | BN85RR |  | 544648.0 | 114840.0 | 2015
Lightsource BP | Manor Farm Eggington | Solar | PV | No | Solar |  | 4.992 | LV | England | East of England | LU79PB |  | 495555.0 | 226052.0 | 2015
Lightsource BP | Hadley Farm | Solar | PV | No | Solar |  | 4.997 | LV | England | West Midlands | SY133AB |  | 351460.0 | 340636.0 | 2015
Lightsource BP | Bentley Estate | Solar | PV | No | Solar |  | 4.7819 | LV | England | South East | BN86PT |  | 548420.0 | 117019.0 | 2015
Lightsource BP | Church Farm - Slapton | Solar | PV | No | Solar |  | 4.9848 | LV | England | South East | LU79DY |  | 494241.0 | 220134.0 | 2015
Lightsource BP | Cold Harbour | Solar | PV | No | Solar |  | 5 | LV | England | Yorkshire and the Humber | YO73NT |  | 444776.0 | 475104.0 | 2015
Lightsource BP | Nefyn (Tyddyn Cae) | Solar | PV | No | Solar |  | 4.9215 | LV | Wales | Wales | LL536DS |  | 233416.0 | 338035.0 | 2015
Lightsource BP | School Aycliffe | Solar | PV | No | Solar |  | 5 | LV | England | North East | DL56QE |  | 426142.0 | 523694.0 | 2015
Lightsource BP | RedHill Farm | Solar | PV | No | Solar |  | 4.7976 | LV | England | South West | TA210DL |  | 308588.0 | 118087.0 | 2015
Lightsource BP | Lawrence End Park | Solar | PV | No | Solar |  | 5 | LV | England | East of England | LU28PF |  | 513149.0 | 220690.0 | 2015
Lightsource BP | Hornacott | Solar | PV | No | Solar |  | 4.997 | LV | England | South West | EX226SD |  | 230097.0 | 95148.0 | 2015
Lightsource BP | Acrefair | Solar | PV | No | Solar |  | 4.997 | LV | Wales | Wales | LL141TU |  | 328224.0 | 343948.0 | 2015
Lightsource BP | Francis Court | Solar | PV | No | Solar |  | 4.224 | LV | England | South West | EX53LW |  | 297957.0 | 99694.0 | 2015
Lightsource BP | Sheriffhales | Solar | PV | No | Solar |  | 5 | LV | England | West Midlands | TF118QY |  | 375171.0 | 312179.0 | 2015
Lightsource BP | Brook Farm | Solar | PV | No | Solar |  | 8.9104 | LV | England | South East | OX251NX |  | 461083.0 | 217119.0 | 2015
Lightsource BP | Beckton | Solar | PV | No | Solar |  | 0.45264 | LV | England | London | IG110AD |  | 545350.0 | 181950.0 | 2016
Lightsource BP | Manor Farm | Solar | PV | No | Solar |  | 0.7636 | LV | England | South West | TA117BT |  | 493450.0 | 102216.0 | 2016
Lightsource BP | QE2 Reservoir | Solar | PV | No | Solar |  | 6.3377 | LV | England | South East | IG110AD |  | 512509.0 | 167686.0 | 2016
Lightsource BP | Binsted | Solar | PV | No | Solar |  | 4.9979 | LV | England | South East | BN180LN |  | 498131.0 | 106406.0 | 2016
Lightsource BP | Stragglethorpe | Solar | PV | No | Solar |  | 4.9993 | LV | England | East Midlands | NG123HD |  | 463188.0 | 336136.0 | 2016
Lightsource BP | Crookedstone | Solar | PV | No | Solar |  | 4.8318 | LV | Northern Ireland | Northern Ireland | BT294EH |  | 129401.0 | 538723.0 | 2016
Lightsource BP | South Creake | Solar | PV | No | Solar |  | 26.0012 | LV | England | East of England | NR219LY |  | 585483.0 | 335992.0 | 2016
Lightsource BP | Morfa | Solar | PV | No | Solar |  | 1.999 | LV | Wales | Wales | CF612YT |  | 258062.0 | 301195.0 | 2016
Lightsource BP | Charity Farm - CfD | Solar | PV | No | Solar |  | 14.4025 | LV | England | West Midlands | SY45SX |  | 345545.0 | 325520.0 | 2016
Lightsource BP | Bentley Estate 2 | Solar | PV | No | Solar |  | 4.9961 | LV | England | South East | BN86PT |  | 548465.0 | 117641.0 | 2016
Lightsource BP | Cwrt Henllys | Solar | PV | No | Solar |  | 4.9925 | LV | Wales | Wales | NP447AS |  | 326262.0 | 191423.0 | 2016
Lightsource BP | Gelli Gron | Solar | PV | No | Solar |  | 3.597 | LV | Wales | Wales | LL536DQ |  | 241787.0 | 339725.0 | 2016
Lightsource BP | Hill Hall Farm | Solar | PV | No | Solar |  | 4.999 | LV | England | East of England | CM74SH |  | 565650.0 | 232265.0 | 2016
Lightsource BP | Wick Red Farm | Solar | PV | No | Solar |  | 4.9535 | LV | England | South West | BS240HD |  | 331399.0 | 154837.0 | 2016
Lightsource BP | Millar Farm | Solar | PV | No | Solar |  | 7.2109 | LV | Northern Ireland | Northern Ireland | BT412JJ |  | 127283.0 | 546753.0 | 2017
Lightsource BP | Bolsovermoor Quarry | Solar | PV | No | Solar |  | 4.9979 | LV | England | East Midlands | S446XE |  | 449954.0 | 371271.0 | 2017
Lightsource BP | Fields Farm (Agden) | Solar | PV | No | Solar |  | 4.9975 | LV | England | North West | SY134RB |  | 351085.0 | 344240.0 | 2017
Lightsource BP | Pen Rhiw | Solar | PV | No | Solar |  | 4.748 | LV | Wales | Wales | CF453UX |  | 304596.0 | 197986.0 | 2017
Lightsource BP | Safeguard Bradwall | Solar | PV | No | Solar |  | 4.9975 | LV | England | North West | CW100LA |  | 375914.0 | 363479.0 | 2017
Lightsource BP | Sharland Farm | Solar | PV | No | Solar |  | 2.7711 | LV | England | South West | EX176SJ |  | 274885.0 | 105456.0 | 2017
Lightsource BP | High Point | Solar | PV | No | Solar |  | 3.7484 | LV | England | West Midlands | DY149AD |  | 366415.0 | 270925.0 | 2017
Lightsource BP | Green Lane | Solar | PV | No | Solar |  | 4.2299 | LV | England | West Midlands | ST148LQ |  | 414839.0 | 330919.0 | 2017
Lightsource BP | Middle Balbeggie | Solar | PV | No | Solar |  | 4.9975 | LV | Scotland | Scotland | KY13NW |  | 328584.0 | 696136.0 | 2017
Lightsource BP | NOR Parsonage Wood | Solar | PV | No | Solar |  | 4.1835 | LV | England | South West | EX226LA |  | 231095.0 | 102160.0 | 2017
Lightsource BP | Meadow Farm (Thorpe Lanton) | Solar | PV | No | Solar |  | 4.998 | LV | England | East Midlands | LE167TR |  | 472795.0 | 290643.0 | 2017
Lightsource BP | Park Farm West | Solar | PV | No | Solar |  | 3.9348 | LV | Wales | Wales | NP183NY |  | 331876.0 | 191657.0 | 2017
Lightsource BP | Pressock | Solar | PV | No | Solar |  | 4.249 | LV | Scotland | Scotland | DD82SN |  | 356791.0 | 749786.0 | 2017
Lightsource BP | North Tenement | Solar | PV | No | Solar |  | 4.9979 | LV | Wales | Wales | SA623NX |  | 193951.0 | 212945.0 | 2017
Lightsource BP | Finvoy | Solar | PV | No | Solar |  | 5.9609 | LV | Northern Ireland | Northern Ireland | BT448SD |  | 112523.0 | 572478.0 | 2017
Lightsource BP | NI Cluster Lough Road | Solar | PV | No | Solar |  | 5.399 | LV | Northern Ireland | Northern Ireland | BT282PQ |  | 129148.0 | 526209.0 | 2017
Lightsource BP | NI Cluster Knockairn Road | Solar | PV | No | Solar |  | 5.3985 | LV | Northern Ireland | Northern Ireland | BT294UE |  | 131013.0 | 531722.0 | 2017
Lightsource BP | NI Cluster Hillside | Solar | PV | No | Solar |  | 5.399 | LV | Northern Ireland | Northern Ireland | BT282PQ |  | 129820.0 | 526363.0 | 2017
Lightsource BP | NI Cluster Moira Road | Solar | PV | No | Solar |  | 5.9371 | LV | Northern Ireland | Northern Ireland | BT294JL |  | 129536.0 | 531688.0 | 2017
Lightsource BP | NI Cluster Belfast Road | Solar | PV | No | Solar |  | 9.9919 | LV | Northern Ireland | Northern Ireland | BT294TH |  | 134568.0 | 534503.0 | 2017
Lightsource BP | Maghaberry | Solar | PV | No | Solar |  | 27.099 | LV | Northern Ireland | Northern Ireland | BT282PT |  | 129097.0 | 520344.0 | 2018
Lightsource BP | Brett Martin | Solar | PV | No | Solar |  | 6.4858 | LV | Northern Ireland | Northern Ireland | BT364QU |  | 141191.0 | 538562.0 | 2018
Lightsource BP | Pilkington | Solar | PV | No | Solar |  | 2.2968 | LV | England | North West | L407TB |  | 346150.0 | 408856.0 | 2019
Lightsource BP | Ibstock | Solar | PV | No | Solar |  | 4.8196 | LV | England | West Midlands |  | LE676HS |  |  | 2020
Lightsource BP | Goosehall | Solar | PV | No | Solar |  | 43.2216 | LV | England | East of England | CB250BN |  |  |  | 2020
Lightsource BP | Laceby CIC2 | Solar | PV | No | Solar |  | 24.6025 | [7 empty] | 2017
Lightsource BP | Llancadle | Solar | PV | No | Solar |  | 4.9979 | [7 empty] | 2011
Lightsource BP | Teyrdan CIC | Solar | PV | No | Solar |  | 45.916 | [7 empty] | 2016
Lightsource BP | Teyrdan SPV | Solar | PV | No | Solar |  | 45.916 | [7 empty] | 2016
Lightsource BP | Thorne | Solar | PV | No | Solar |  | 5.399 | [7 empty] | 2017
Lightsource BP | Watnall | Solar | PV | No | Solar |  | 3.9348 | [7 empty] | 2017
Lightsource BP | Arkwright CIC | Solar | PV | No | Solar |  | 4.1835 | [7 empty] | 2017
Lightsource BP | Arkwright SPV | Solar | PV | No | Solar |  | 26.0012 | [7 empty] | 2016
Lightsource BP | Firs Road CIC1 | Solar | PV | No | Solar |  | 14.4025 | [7 empty] | 2017
Lightsource BP | Firs Road CIC2 | Solar | PV | No | Solar |  | 4.9925 | [7 empty] | 2016
Lightsource BP | Hafod CIC | Solar | PV | No | Solar |  | 3.597 | [7 empty] | 2017
Lightsource BP | Hafod SPV | Solar | PV | No | Solar |  | 9.9919 | [7 empty] | 2017
Lightsource BP | Laceby CIC1 | Solar | PV | No | Solar |  | 4.9975 | [7 empty] | 2017
LondonEnergy | Londonwaste Ltd | Bioenergy | Bioenergy | No | MSW |  | 58 | LV | England | London | N183AG |  | 535050.0 | 192550.0 | 1970
Marchwood Power | Marchwood Power | Fossil Fuel | CCGT | No | Natural Gas |  | 898 | HV | England | South East | SO404BD |  | 438274.0 | 108147.0 | 2009
Moray Offshore Windfarm (East) Ltd | Moray Offshore Windfarm East Limited | Wind | Offshore | No | Wind |  | 950 |  | Scotland | Scotland | AB43 9BR |  |  |  | 2021
Octopus Investments | Craymarsh | Solar | PV | No | Solar |  | 1.8161 | LV | England | South West | SN126RG |  | 393506.0 | 162624.0 | 2012
Octopus Investments | Park Wall | Solar | PV | No | Solar |  | 4.998 | LV | England | South West | TA70HY |  | 332133.0 | 136030.0 | 2012
Octopus Investments | Lenham | Solar | PV | No | Solar |  | 6.6067 | LV | England | South East | ME172HX |  | 589450.0 | 151072.0 | 2012
Octopus Investments | Bradford | Solar | PV | No | Solar |  | 5.2874 | LV | England | South West | EX226LQ |  | 227973.0 | 100750.0 | 2013
Octopus Investments | Bratton Fleming | Solar | PV | No | Solar |  | 4.9921 | LV | England | South West | EX327LG |  | 265395.0 | 137979.0 | 2013
Octopus Investments | Chittering 2 | Solar | PV | No | Solar |  | 6.3046 | LV | England | East of England | CB259PH |  | 551264.0 | 270881.0 | 2013
Octopus Investments | Ellicombe | Solar | PV | No | Solar |  | 1.3257 | LV | England | South West | EX175LS |  | 274429.0 | 105004.0 | 2013
Octopus Investments | Hatchlands | Solar | PV | No | Solar |  | 5.2175 | LV | England | South West | TQ97LB |  | 273302.0 | 59712.0 | 2013
Octopus Investments | Higher Knapp Farm | Solar | PV | No | Solar |  | 1.5116 | LV | England | South West | TA36AY |  | 330222.0 | 124913.0 | 2013
Octopus Investments | Little T | Solar | PV | No | Solar |  | 5.4439 | LV | England | South West | TR109EF |  | 171916.0 | 31778.0 | 2013
Octopus Investments | Lovedean | Solar | PV | No | Solar |  | 4.5438 | LV | England | South East | PO80SH |  | 468005.0 | 112956.0 | 2013
Octopus Investments | Marley Thatch | Solar | PV | No | Solar |  | 6.2227 | LV | England | South West | TQ109LW |  | 271573.0 | 59890.0 | 2013
Octopus Investments | Newlands | Solar | PV | No | Solar |  | 4.279 | LV | England | South West | EX135SF |  | 333040.0 | 97434.0 | 2013
Octopus Investments | Ninnis | Solar | PV | No | Solar |  | 3.8822 | LV | England | South West | PL267EN |  | 198252.0 | 50490.0 | 2013
Octopus Investments | North Perrott Fruit Farm | Solar | PV | No | Solar |  | 0.8232 | LV | England | South West | TA187SN |  | 346475.0 | 110116.0 | 2013
Octopus Investments | Palfreys Barton | Solar | PV | No | Solar |  | 0.96138 | LV | England | South West | EX167RZ |  | 296533.0 | 118055.0 | 2013
Octopus Investments | Parkhouse | Solar | PV | No | Solar |  | 6.6405 | LV | England | South East | SP97UZ |  | 422792.0 | 144085.0 | 2013
Octopus Investments | Rudge Manor | Solar | PV | No | Solar |  | 6.3872 | LV | England | South West | SN82HN |  | 427444.0 | 169114.0 | 2013
Octopus Investments | Shipton Bellinger | Solar | PV | No | Solar |  | 5.4331 | LV | England | South East | SP40EG |  | 423437.0 | 143998.0 | 2013
Octopus Investments | Slaughtergate | Solar | PV | No | Solar |  | 1.8385 | LV | England | South West | SP85NH |  | 378233.0 | 127441.0 | 2013
Octopus Investments | Southcombe Farm | Solar | PV | No | Solar |  | 1.2127 | LV | England | South West | EX215RF |  | 244284.0 | 111956.0 | 2013
Octopus Investments | Strete | Solar | PV | No | Solar |  | 4.8546 | LV | England | South West | EX52PL |  | 304235.0 | 94913.0 | 2013
Octopus Investments | Tavells | Solar | PV | No | Solar |  | 5.4106 | LV | England | South East | SO404WH |  | 438181.0 | 110655.0 | 2013
Octopus Investments | Tregassow | Solar | PV | No | Solar |  | 5.8714 | LV | England | South West | TR49BL |  | 185395.0 | 49565.0 | 2013
Octopus Investments | Turves | Solar | PV | No | Solar |  | 4.998 | LV | England | East of England | PE72HS |  | 533992.0 | 294321.0 | 2013
Octopus Investments | Whiddon Farm | Solar | PV | No | Solar |  | 0.89739 | LV | England | South West | EX226PJ |  | 239451.0 | 97227.0 | 2013
Octopus Investments | Willsland | Solar | PV | No | Solar |  | 3.267 | LV | England | South West | EX215LS |  | 250049.0 | 104054.0 | 2013
Octopus Investments | Burntstalk Farm | Solar | PV | No | Solar |  | 11.5248 | LV | England | East of England | PE321JA |  | 577721.0 | 311630.0 | 2013
Octopus Investments | Causilgey | Solar | PV | No | Solar |  | 4.998 | LV | England | South West | TR49EP |  | 177775.0 | 47586.0 | 2013
Octopus Investments | Chawton | Solar | PV | No | Solar |  | 3.6544 | LV | England | South East | PO318QT |  | 449357.0 | 93055.0 | 2013
Octopus Investments | Chediston Hall | Solar | PV | No | Solar |  | 12.348 | LV | England | East of England | IP190RA |  | 636663.0 | 278367.0 | 2013
Octopus Investments | Hewas | Solar | PV | No | Solar |  | 5.9829 | LV | England | South West | TR24EP |  | 191590.0 | 53161.0 | 2013
Octopus Investments | The Hollies | Solar | PV | No | Solar |  | 8.605 | LV | England | East Midlands | PE244SH |  | 549558.0 | 363539.0 | 2013
Octopus Investments | Apse New Barn | Solar | PV | No | Solar |  | 3.0658 | LV | England | South East | PO377PS |  | 456363.0 | 82780.0 | 2013
Octopus Investments | Higher Trenhayle | Solar | PV | No | Solar |  | 2.9322 | LV | England | South West | TR275JU |  | 158256.0 | 36251.0 | 2013
Octopus Investments | Hollamoor | Solar | PV | No | Solar |  | 2.2363 | LV | England | South West | EX313HX |  | 254698.0 | 129964.0 | 2013
Octopus Investments | Lexham | Solar | PV | No | Solar |  | 7.9184 | LV | England | East of England | PE322RY |  | 587463.0 | 319985.0 | 2013
Octopus Investments | Tredown Farm | Solar | PV | No | Solar |  | 1.4348 | LV | England | South West | PL160HH |  | 239431.0 | 81407.0 | 2013
Octopus Investments | Penhale | Solar | PV | No | Solar |  | 3.5251 | LV | England | South West | PL277RQ |  | 194606.0 | 71371.0 | 2013
Octopus Investments | Mopley/Cadland | Solar | PV | No | Solar |  | 3.016 | LV | England | South East | SO451YH |  | 444681.0 | 100949.0 | 2013
Octopus Investments | Bishops Sutton | Solar | PV | No | Solar |  | 12 | LV | England | South East | SO240AA |  | 459558.0 | 131825.0 | 2014
Octopus Investments | Rew Farm | Solar | PV | No | Solar |  | 5.0627 | LV | England | South West | PL305AW |  | 209034.0 | 61130.0 | 2014
Octopus Investments | Week Farm 2 | Solar | PV | No | Solar |  | 3.7301 | LV | England | South West | EX387HU |  | 251218.0 | 119059.0 | 2014
Octopus Investments | Willburton 2 (Mingay Farm) | Solar | PV | No | Solar |  | 19.3208 | LV | England | East of England | CB63PU |  | 547073.0 | 272967.0 | 2014
Octopus Investments | Hazard | Solar | PV | No | Solar |  | 5.6566 | LV | England | South West | TQ97LN |  | 274991.0 | 59302.0 | 2014
Octopus Investments | Crapnell Farm | Solar | PV | No | Solar |  | 4.6679 | LV | England | South West | BA53HG |  | 359691.0 | 145698.0 | 2014
Octopus Investments | Hill Farm (OI) | Solar | PV | No | Solar |  | 10.8443 | LV | England | South East | PO360BB |  | 461387.0 | 89012.0 | 2014
Octopus Investments | Drapers Farm | Solar | PV | No | Solar |  | 5.9986 | LV | England | East of England | CM31QF |  | 572146.0 | 220468.0 | 2014
Octopus Investments | Reaches Farm | Solar | PV | No | Solar |  | 6.2436 | LV | England | East of England | IP265LA |  | 573913.0 | 298817.0 | 2014
Octopus Investments | Meadow Farm | Solar | PV | No | Solar |  | 6.114 | LV | England | East of England | IP264RG |  | 572611.0 | 296975.0 | 2014
Octopus Investments | Little Morton | Solar | PV | No | Solar |  | 14.289 | LV | England | East Midlands | DN228HE |  | 467187.0 | 379023.0 | 2014
Octopus Investments | Abbots Ripton | Solar | PV | No | Solar |  | 24.6672 | LV | England | East of England | PE282LQ |  | 522746.0 | 277158.0 | 2014
Octopus Investments | Manor Farm Dorset | Solar | PV | No | Solar |  | 4.922 | LV | England | South West | SP85PR |  | 377815.0 | 128359.0 | 2014
Octopus Investments | Lodge Farm | Solar | PV | No | Solar |  | 11.9975 | LV | England | East Midlands | NG139PL |  | 478519.0 | 341598.0 | 2014
Octopus Investments | Sycamore | Solar | PV | No | Solar |  | 19.0121 | LV | England | South East | TN299SY |  | 601943.0 | 125385.0 | 2014
Octopus Investments | North Wayton | Solar | PV | No | Solar |  | 8.3982 | LV | England | South West | PL126QQ |  | 242671.0 | 62588.0 | 2014
Octopus Investments | Hill End Farm | Solar | PV | No | Solar |  | 2.84 | LV | England | South East | RG265HA |  | 462034.0 | 157344.0 | 2014
Octopus Investments | Pyde Drove | Solar | PV | No | Solar |  | 8.436 | LV | England | South West | TA78DN |  | 335530.0 | 142499.0 | 2014
Octopus Investments | Spittleborough | Solar | PV | No | Solar |  | 9.1443 | LV | England | South West | SN48ET |  | 408318.0 | 183058.0 | 2014
Octopus Investments | Stratton Hall | Solar | PV | No | Solar |  | 11.7649 | LV | England | East of England | IP100PL |  | 625674.0 | 239588.0 | 2014
Octopus Investments | Tillhouse | Solar | PV | No | Solar |  | 10.5105 | LV | England | South West | EX53BG |  | 301013.0 | 96534.0 | 2014
Octopus Investments | Decoy | Solar | PV | No | Solar |  | 5.3424 | LV | England | South East | PO203TR |  | 492213.0 | 104099.0 | 2014
Octopus Investments | Ermine Street | Solar | PV | No | Solar |  | 32.4494 | LV | England | East Midlands | NG348QT |  | 499291.0 | 347452.0 | 2014
Octopus Investments | New Row Farm | Solar | PV | No | Solar |  | 4.4504 | LV | England | South West | BA44JT |  | 363204.0 | 145130.0 | 2014
Octopus Investments | Pitts Farm | Solar | PV | No | Solar |  | 3.2141 | LV | England | South West | BA53HG |  | 359176.0 | 146235.0 | 2014
Octopus Investments | Hullavington | Solar | PV | No | Solar |  | 8.316 | LV | England | South West | SN146QP |  | 389154.0 | 182299.0 | 2014
Octopus Investments | The Hydes | Solar | PV | No | Solar |  | 10.7161 | LV | England | East of England | CM74TX |  | 564210.0 | 230560.0 | 2014
Octopus Investments | Manston Thorne | Solar | PV | No | Solar |  | 6.1986 | LV | England | South East | CT125DS |  | 633388.0 | 164922.0 | 2014
Octopus Investments | Ottringham | Solar | PV | No | Solar |  | 6.073 | LV | England | Yorkshire and the Humber | HU120AD |  | 527561.0 | 424182.0 | 2014
Octopus Investments | Sutton Mawr | Solar | PV | No | Solar |  | 7.524 | LV | Wales | Wales | CF623AB |  | 307224.0 | 170024.0 | 2014
Octopus Investments | West Hall | Solar | PV | No | Solar |  | 5.511 | LV | Wales | Wales | CF624ZW |  | 302476.0 | 166946.0 | 2014
Octopus Investments | Clann Farm | Solar | PV | No | Solar |  | 1.489 | LV | England | South West | PL305HD |  | 202639.0 | 63931.0 | 2014
Octopus Investments | Westwood Farm | Solar | PV | No | Solar |  | 5.1469 | LV | England | East Midlands | NG220PF |  | 471765.0 | 370062.0 | 2014
Octopus Investments | Walland Farm | Solar | PV | No | Solar |  | 4.9993 | LV | England | South West | EX395DP |  | 235344.0 | 122223.0 | 2015
Octopus Investments | Wedgehill | Solar | PV | No | Solar |  | 13.5078 | LV | England | South West | BH216SB |  | 406557.0 | 108809.0 | 2015
Octopus Investments | Bryn Yr Odyn | Solar | PV | No | Solar |  | 14.8971 | LV | Wales | Wales | LL625DE |  | 239600.0 | 373400.0 | 2015
Octopus Investments | Avenue Farm | Solar | PV | No | Solar |  | 7.6484 | LV | England | East of England | NR147PJ |  | 628770.0 | 303787.0 | 2015
Octopus Investments | Mount Mill | Solar | PV | No | Solar |  | 11.9998 | LV | England | East Midlands | MK196DG |  | 476366.0 | 237708.0 | 2015
Octopus Investments | Pitchford | Solar | PV | No | Solar |  | 21.0084 | LV | England | West Midlands |  |  | 350965.0 | 302668.0 | 2015
Octopus Investments | Somerton Door | Solar | PV | No | Solar |  | 8.701 | LV | England | South West | TA116JA |  | 347045.0 | 130025.0 | 2015
Octopus Investments | Wiggin Hill | Solar | PV | No | Solar |  | 11.4436 | LV | England | East of England | PE273LL |  | 530442.0 | 273663.0 | 2015
Octopus Investments | Oaklands | Solar | PV | No | Solar |  | 6.8544 | LV | England | South West | TN261ER |  | 596397.0 | 144740.0 | 2015
Octopus Investments | Chisbon | Solar | PV | No | Solar |  | 12.338 | LV | England | East of England | CO168HJ |  | 612862.0 | 218208.0 | 2015
Octopus Investments | Singrug | Solar | PV | No | Solar |  | 11.9959 | LV | Wales | Wales | NP122BG |  | 319137.0 | 193566.0 | 2015
Octopus Investments | Trench Farm | Solar | PV | No | Solar |  | 4.997 | LV | Wales | Wales | LL130NA |  | 338419.0 | 339068.0 | 2015
Octopus Investments | Westerfield | Solar | PV | No | Solar |  | 12.9793 | LV | England | South East | OX183PA |  | 427125.0 | 209714.0 | 2015
Octopus Investments | Parciau | Solar | PV | No | Solar |  | 12.7195 | LV | Wales | Wales | LL551TS |  | 250255.0 | 365482.0 | 2015
Octopus Investments | Melbourn Black Peak | Solar | PV | No | Solar |  | 18.9552 | LV | England | East of England | SG87ND |  | 540507.0 | 244190.0 | 2015
Octopus Investments | Melbourn Muncey Farm | Solar | PV | No | Solar |  | 30.9417 | LV | England | East of England | SG86DG |  | 537951.0 | 242629.0 | 2015
Octopus Investments | Northmoor | Solar | PV | No | Solar |  | 4.9149 | LV | England | South West | EX226TD |  | 227223.0 | 97462.0 | 2015
Octopus Investments | Eakring | Solar | PV | No | Solar |  | 11.7931 | LV | England | East Midlands | NG220AN |  | 466033.0 | 362403.0 | 2015
Octopus Investments | Littleton Farm | Solar | PV | No | Solar |  | 12.0057 | LV | England | South West | DT119QP |  | 388332.0 | 105051.0 | 2015
Octopus Investments | Rydon Farm | Solar | PV | No | Solar |  | 9.5763 | LV | England | South West | TQ126DB |  | 284136.0 | 68721.0 | 2015
Octopus Investments | Thoresby | Solar | PV | No | Solar |  | 19.8092 | LV | England | East Midlands | NG229EX |  | 460364.0 | 370225.0 | 2015
Octopus Investments | Upper Farringdon | Solar | PV | No | Solar |  | 6.1758 | LV | England | South East | GU343HW |  | 471468.0 | 135482.0 | 2015
Octopus Investments | Bystock Farm | Solar | PV | No | Solar |  | 4.05 | LV | England | South West | EX85ED |  | 302289.0 | 84362.0 | 2015
Octopus Investments | Six Hills | Solar | PV | No | Solar |  | 18.7387 | LV | England | East Midlands | LE143PR |  | 463321.0 | 321230.0 | 2015
Octopus Investments | Ryston Farm | Solar | PV | No | Solar |  | 4.6231 | LV | England | East of England | PE380AA |  | 561681.0 | 302008.0 | 2015
Octopus Investments | Waterloo Farm 1 and 2 | Solar | PV | No | Solar |  | 28.6681 | LV | England | East of England | SG192JW |  | 518826.0 | 251804.0 | 2015
Octopus Investments | Woodlands Farm | Solar | PV | No | Solar |  | 13.1592 | LV | England | South East | CT34NB |  | 617569.0 | 163068.0 | 2015
Octopus Investments | Natewood | Solar | PV | No | Solar |  | 8.978 | LV | England | South East | BN273PH |  | 557796.0 | 107151.0 | 2015
Octopus Investments | Cloford Common Farm | Solar | PV | No | Solar |  | 4.9993 | LV | England | South West | BA114PE |  | 373029.0 | 143593.0 | 2015
Octopus Investments | Molland Farm | Solar | PV | No | Solar |  | 4.9985 | LV | England | South West | EX363PS |  | 282422.0 | 126165.0 | 2015
Octopus Investments | Tooley Farm | Solar | PV | No | Solar |  | 4.9985 | LV | England | East of England | CM63AA |  | 564888.0 | 223424.0 | 2015
Octopus Investments | Barn Farm | Solar | PV | No | Solar |  | 4.692 | LV | England | East of England | CO112UX |  | 615682.0 | 231393.0 | 2015
Octopus Investments | Birch Estate | Solar | PV | No | Solar |  | 4.998 | LV | England | East of England | CO20NU |  | 593323.0 | 219800.0 | 2015
Octopus Investments | Mill Hill Farm | Solar | PV | No | Solar |  | 4.9979 | LV | England | Yorkshire and the Humber | YO606QN |  | 463388.0 | 467066.0 | 2015
Octopus Investments | Averill Farm | Solar | PV | No | Solar |  | 4.9979 | LV | England | East Midlands | DE556HB |  | 441094.0 | 361390.0 | 2015
Octopus Investments | Ratcliffe House Farm | Solar | PV | No | Solar |  | 3.498 | LV | England | East Midlands | CV93LZ |  | 433432.0 | 299754.0 | 2015
Octopus Investments | Pollington Airfield | Solar | PV | No | Solar |  | 4.9979 | LV | England | Yorkshire and the Humber | DN140BA |  | 461763.0 | 420790.0 | 2015
Octopus Investments | Ash Row Farm | Solar | PV | No | Solar |  | 4.9979 | LV | England | Yorkshire and the Humber | LS256JJ |  | 451649.0 | 433677.0 | 2015
Octopus Investments | Cressing | Solar | PV | No | Solar |  | 4.9939 | LV | England | East of England | CM778PD |  | 579757.0 | 218798.0 | 2016
Octopus Investments | Short Hazel | Solar | PV | No | Solar |  | 4.9993 | LV | England | East Midlands | DE117BD |  | 433077.0 | 319883.0 | 2016
Octopus Investments | Blaby | Solar | PV | No | Solar |  | 3.4802 | LV | England | East Midlands | LE85QW |  | 458722.0 | 296614.0 | 2016
Octopus Investments | Dairy House Farm | Solar | PV | No | Solar |  | 3.366 | LV | England | North West | CW56DN |  | 365834.0 | 356455.0 | 2016
Octopus Investments | Carlisle Estate | Solar | PV | No | Solar |  | 4.9979 | LV | England | North West | CA57ES |  | 336020.0 | 546015.0 | 2016
Octopus Investments | Peter Hill | Solar | PV | No | Solar |  | 4.9979 | LV | England | Yorkshire and the Humber | YO614PN |  | 450038.0 | 473183.0 | 2016
Octopus Investments | Guisborough | Solar | PV | No | Solar |  | 4.9993 | LV | England | North East | TS146QX |  | 460407.0 | 516083.0 | 2016
Octopus Investments | Caswell | Solar | PV | No | Solar |  | 5.9054 | LV | England | South West | BA229RH |  | 357538.0 | 109283.0 | 2016
Octopus Investments | Staining Wood | Solar | PV | No | Solar |  | 4.9979 | LV | England | North West | PR43PH |  | 336929.0 | 432551.0 | 2016
Octopus Investments | Holtwood | Solar | PV | No | Solar |  | 4.9941 | LV | England | East Midlands | DE65JW |  | 412619.0 | 333405.0 | 2016
Octopus Investments | Peterlee | Solar | PV | No | Solar |  | 4.9972 | LV | England | North East | SR83UJ |  | 440912.0 | 542443.0 | 2016
Octopus Investments | Brickkiln Lane | Solar | PV | No | Solar |  | 4.9933 | LV | England | East of England | NR148AJ |  | 620403.0 | 299944.0 | 2016
Octopus Investments | Lawn Lane | Solar | PV | No | Solar |  | 4.3235 | LV | England | West Midlands | WV95BB |  | 390095.0 | 304875.0 | 2016
Octopus Investments | The Breck | Solar | PV | No | Solar |  | 4.9993 | LV | England | East Midlands | S432NP |  | 442323.0 | 376116.0 | 2016
Octopus Investments | Deepdale | Solar | PV | No | Solar |  | 4.9972 | LV | England | East Midlands | NG348SH |  | 507434.0 | 349013.0 | 2016
Octopus Investments | Lochcraigs Farm | Solar | PV | No | Solar |  | 4.992 | LV | Scotland | Scotland | KA204LB |  | 227518.0 | 643857.0 | 2017
Octopus Investments | Seaton Road | Solar | PV | No | Solar |  | 4.16 | LV | England | East Midlands | LE159BG |  | 487565.0 | 299395.0 | 2017
Octopus Investments | Stormy Down | Solar | PV | No | Solar |  | 4.672 | LV | Wales | Wales | CF334RS |  | 284154.0 | 180554.0 | 2017
Octopus Investments | Corntown Solar | Solar | PV | No | Solar |  | 2.4832 | LV | Wales | Wales | CF355FB |  | 293545.0 | 177153.0 | 2017
Octopus Investments | Penyrheollas | Solar | PV | No | Solar |  | 4.9862 | LV | Wales | Wales | NP120HY |  | 318604.0 | 201211.0 | 2017
Octopus Investments | Fullerton | Solar | PV | No | Solar |  | 4.3566 | LV | England | South East | SP117HR |  | 437054.0 | 141581.0 | 2017
Octopus Investments | Pingewood | Solar | PV | No | Solar |  | 15.3666 |  | England | South East | RG30 3UG |  |  |  | 2015
Orsted | Barrow | Wind | Offshore | No | Wind |  | 90 | HV | England | North West |  |  | 314978.0 | 455827.0 | 2006
Orsted | Burbo | Wind | Offshore | No | Wind |  | 90 | LV | England | North West |  |  | 321476.0 | 399706.0 | 2008
Orsted | Gunfleet Sands 01 | Wind | Offshore | No | Wind |  | 108 | HV | England | South East |  |  | 622317.0 | 208468.0 | 2010
Orsted | Walney 01 | Wind | Offshore | No | Wind |  | 183 | HV | England | North West |  |  | 300833.0 | 461449.0 | 2011
Orsted | Lincs | Wind | Offshore | No | Wind |  | 270 | HV | England | East Midlands |  |  | 567020.0 | 368144.0 | 2013
Orsted | Gunfleet Sands Demo | Wind | Offshore | No | Wind |  | 12 | HV | England | South East |  |  | 620650.0 | 205297.0 | 2013
Orsted | West of Duddon Sands | Wind | Offshore | No | Wind |  | 389 | HV | England | North West |  |  | 304230.0 | 455334.0 | 2014
Orsted | Westermost Rough | Wind | Offshore | No | Wind |  | 210 | HV | England | Yorkshire and the Humber |  |  | 541677.0 | 436555.0 | 2015
Orsted | Burbo Extension | Wind | Offshore | No | Wind |  | 259 | HV | England | North West |  |  | 315815.0 | 398892.0 | 2016
Orsted | Walney 03 | Wind | Offshore | No | Wind |  | 330 | HV | England | North West |  |  | 295033.0 | 466313.0 | 2017
Orsted | Race Bank | Wind | Offshore | No | Wind |  | 573 | HV | England | East of England |  |  | 573300.0 | 363000.0 | 2018
Orsted | Walney 04 | Wind | Offshore | No | Wind |  | 329 | HV | England | North West |  |  | 320039.0 | 464000.0 | 2018
Orsted | Hornsea 01 | Wind | Offshore | No | Wind |  | 1218 | HV | England | North East |  |  | 626000.0 | 426000.0 | 2019
Orsted | Gunfleet Sands 02 | Wind | Offshore | No | Wind |  | 67 | HV | England | South East |  |  | 622317.0 | 208468.0 | 2010
Orsted | Walney 02 | Wind | Offshore | No | Wind |  | 183 | HV | England | North West |  |  | 300833.0 | 461449.0 | 2012
Orsted | Hornsea 02 | Wind | Offshore | No | Wind |  | 1386 |  | England | East Midlands |  |  |  |  | 2022
Part of Drax Group | Drax Power Station Biomass Units | Bioenergy | Bioenergy | No | Biomass |  | 2640 | HV | England | Yorkshire and the Humber | YO88PH |  | 466650.0 | 427050.0 | 2013
Part of Drax Group | Stonebyres | Hydro | Natural Flow | No | Hydro |  | 6 | LV | Scotland | Scotland | ML119UP |  | 284977.43216500001 | 644040.90092599997 | 1927
Part of Drax Group | Bonnington | Hydro | Natural Flow | No | Hydro |  | 11 | LV | Scotland | Scotland | ML119TB |  | 288851.29212100001 | 641742.81936800003 | 1927
Part of Drax Group | Drumjohn | Hydro | Natural Flow | No | Hydro |  | 1 | LV | Scotland | Scotland | DG73TJ |  | 252514.43564800001 | 597670.45692799997 | 1935
Part of Drax Group | Carsfad | Hydro | Natural Flow | No | Hydro |  | 12 | LV | Scotland | Scotland | DG73ST |  | 259672.544711 | 584952.22294799995 | 1935
Part of Drax Group | Earlstoun | Hydro | Natural Flow | No | Hydro |  | 14 | LV | Scotland | Scotland | DG73SR |  | 261304.67353900001 | 583126.64510099997 | 1935
Part of Drax Group | Kendoon | Hydro | Natural Flow | No | Hydro |  | 24 | LV | Scotland | Scotland | DG73UB |  | 261359.07337200001 | 589083.399385 | 1935
Part of Drax Group | Glenlee | Hydro | Natural Flow | No | Hydro |  | 24 | LV | Scotland | Scotland | DG73SF |  | 261221.35846700001 | 580243.46073699999 | 1935
Part of Drax Group | Tongland | Hydro | Natural Flow | No | Hydro |  | 33 | LV | Scotland | Scotland | DG64LT |  | 270138.10144599999 | 554580.98591599998 | 1935
Part of Drax Group | Cruachan | Pumped Hydro | Pumped Hydro | No | Pumped hydro |  | 440 | HV | Scotland | Scotland | PA331AN |  | 207006.0 | 716929.0 | 1965
Part of PX Group | Fellside CHP | Fossil Fuel | CCGT | Yes | Natural Gas |  | 105 | HV | England | North West | CA201PG |  | 303202.0 | 503793.0 | 1995
Pennant Walters | Maesgwyn Solar | Solar | PV | No | Solar |  | 2.5 | LV | Wales | Wales |  | SASN86400890 | 288678.0 | 207067.0 | 2017
Pennant Walters | Maesgwyn | Wind | Onshore | No | Wind |  | 26 | HV | Wales | Wales |  | SASN86400890 | 285500.0 | 205500.0 | 2011
Pennant Walters | Pant y Wal | Wind | Onshore | No | Wind |  | 52.5 | HV | Wales | Wales | CF356ED |  | 295886.0 | 191521.0 | 2013
Pennant Walters | Mynydd Bwllfa | Wind | Onshore | No | Wind |  | 22.5 | HV | Wales | Wales | CF449NB |  | 295979.0 | 205172.0 | 2015
Pennant Walters | Maesgwyn Extension | Wind | Onshore | No | Wind |  | 2.5 | HV | Wales | Wales |  | SN8710908818 | 286568.0 | 205930.0 | 2017
Pennant Walters | Pant y Wal Extension | Wind | Onshore | No | Wind |  | 20 | HV | Wales | Wales | CF356ED |  | 294649.0 | 188695.0 | 2017
Quintas Energy | Chalcroft | Solar | PV | No | Solar |  | 6.3396 | LV | England | South East | SO302HU |  | 448713.0 | 116890.0 | 2013
Quintas Energy | Willersey | Solar | PV | No | Solar |  | 3.7814 | LV | England | South West | WR117HF |  | 409850.0 | 240750.0 | 2014
Quintas Energy | Pen y cae | Solar | PV | No | Solar |  | 4.9694 | LV | Wales | Wales | LL141TP |  | 328970.0 | 344020.0 | 2016
Quintas Energy | Astley | Solar | PV | No | Solar |  | 4.992 | LV | England | West Midlands | WV156ER |  | 378234.0 | 286133.0 | 2016
RES Group | Parsonage (Hazel) | Solar | PV | No | Solar |  | 7 | LV | England | South West | TA199EF |  | 336700.0 | 115500.0 | 2013
RES Group | Derriton (Tamar Heights) | Solar | PV | No | Solar |  | 11.7 | LV | England | South West | EX226JX |  | 233249.0 | 103010.0 | 2014
RES Group | Parley | Solar | PV | No | Solar |  | 24.2 | LV | England | South West | BH236BG |  | 409877.0 | 99146.0 | 2014
RES Group | Wix Lodge (Stour Fields) | Solar | PV | No | Solar |  | 18.7 | LV | England | East of England | CO112RP |  | 614962.0 | 228422.0 | 2014
RES Group | Goonhilly Solar | Solar | PV | No | Solar |  | 4.51 | LV | England | South West |  |  | 169711.0 | 21226.0 | 2014
RES Group | Egmere | Solar | PV | No | Solar |  | 21 | LV | England | East of England | NR226AY |  | 590428.0 | 338001.0 | 2014
RES Group | Penare | Solar | PV | No | Solar |  | 11.1 | LV | England | South West | TR49DG |  | 181089.0 | 49385.0 | 2014
RES Group | UK Solar (Lower Newton) LLP | Solar | PV | No | Solar |  | 11.92 | LV | England | West Midlands |  | SJ988386 | 398731.0 | 338883.0 | 2014
RES Group | Marvel (Stone Farm) | Solar | PV | No | Solar |  | 5 | LV | England | South East | PO303BQ |  | 451260.0 | 86014.0 | 2015
RES Group | Four Burrows Solar (Kenwyn) | Solar | PV | No | Solar |  | 7.2 | LV | England | South West | TR48JB |  | 176372.0 | 48050.0 | 2015
RES Group | SPD 3 - Grange Farm | Solar | PV | No | Solar |  | 9.5 | LV | England | East Midlands |  | TF231620 | 523131.0 | 362337.0 | 2015
RES Group | Chalgrove Solar Limited | Solar | PV | No | Solar |  | 21.34 | LV | England | South East |  | SU649967 | 465126.0 | 197272.0 | 2015
RES Group | Pencoose | Solar | PV | No | Solar |  | 8.14 | LV | England | South West |  | SW728379 | 173927.0 | 37998.0 | 2015
RES Group | SPD 4 - Gelliwern | Solar | PV | No | Solar |  | 6.24 | LV | Wales | Wales |  | SN626019 | 262382.0 | 202019.0 | 2015
RES Group | UK Solar (Hartwell) LLP | Solar | PV | No | Solar |  | 18.6 | LV | England | East Midlands |  | SP791490 | 478515.0 | 248927.0 | 2015
RES Group | Hale Farm Solar Ltd | Solar | PV | No | Solar |  | 12.23 | LV | England | South West |  |  | 419461.0 | 137939.0 | 2015
RES Group | Newton Ferrers | Solar | PV | No | Solar |  | 19.5 | LV | England | South West |  | SX359665 | 235294.0 | 67022.0 | 2015
RES Group | Mendennick Solar | Solar | PV | No | Solar |  | 2.64 | LV | England | South West |  |  | 241551.0 | 53320.0 | 2015
RES Group | SPD 2 - Hall Farm | Solar | PV | No | Solar |  | 14.9 | LV | England | East of England |  | TM195952 | 0.0 | 0.0 | 2015
RES Group | East Langford Solar | Solar | PV | No | Solar |  | 4.9993 | [7 empty] | 2016
RES Group | Manor Farm Solar | Solar | PV | No | Solar |  | 4.6103 | [7 empty] | 2015
RES Group | Churchtown Farm Solar | Solar | PV | No | Solar |  | 31.59 | [7 empty] | 2015
RES Group | Dyffryn Brodyn Wind Farm (GB) | Wind | Onshore | No | Wind |  | 5.4 | LV | Wales | Wales | SA340JE |  | 222100.0 | 226800.0 | 1994
RES Group | Four Burrows Wind Farm (GB) | Wind | Onshore | No | Wind |  | 4.5 | LV | England | South West | TR48JB |  | 176000.0 | 48200.0 | 1995
RES Group | Lendrums Bridge Wind Farm (NI) | Wind | Onshore | No | Wind |  | 5.94 | LV | Northern Ireland | Northern Ireland | BT750LL |  | 63672.0 | 512074.0 | 2000
RES Group | Lendrums Bridge Extension Wind Farm (NI) | Wind | Onshore | No | Wind |  | 7.3 | LV | Northern Ireland | Northern Ireland | BT750LL |  | 54170.0 | 517391.0 | 2002
RES Group | Forss Wind Farm (GB) | Wind | Onshore | No | Wind |  | 2 | LV | Scotland | Scotland | KW147U |  | 302000.0 | 969500.0 | 2003
RES Group | Altahullion Wind Farm (NI) | Wind | Onshore | No | Wind |  | 26 | LV | Northern Ireland | Northern Ireland | BT474NS |  | 78039.0 | 574408.0 | 2003
RES Group | Castle Pill Farm 1 - A, C | Wind | Onshore | No | Wind |  | 3.148 | HV | Wales | Wales |  |  | 192398.0 | 207108.0 | 2004
RES Group | High Sharpley | Wind | Onshore | No | Wind |  | 2.6 | LV | England | North East |  |  | 442644.0 | 549702.0 | 2006
RES Group | Black Hill Wind Farm | Wind | Onshore | No | Wind |  | 28.6 | LV | Scotland | Scotland |  | NT730555 | 373000.0 | 656300.0 | 2007
RES Group | Forss Extension Wind Farm (GB) | Wind | Onshore | No | Wind |  | 5.2 | LV | Scotland | Scotland | KW147U |  | 302000.0 | 969500.0 | 2007
RES Group | Lough Hill Wind Farm (NI) | Wind | Onshore | No | Wind |  | 7.8 | LV | Northern Ireland | Northern Ireland | BT817SL |  | 38467.0 | 541020.0 | 2007
RES Group | Altahullion Extension Wind Farm (NI) | Wind | Onshore | No | Wind |  | 11.7 | LV | Northern Ireland | Northern Ireland | BT474NS |  | 78039.0 | 574408.0 | 2007
RES Group | Braich Ddu | Wind | Onshore | No | Wind |  | 3.9 | LV | Wales | Wales |  |  | 267500.0 | 301500.0 | 2007
RES Group | Goonhilly Downs Wind Farm | Wind | Onshore | No | Wind |  | 12 | LV | England | South West |  |  | 171000.0 | 21200.0 | 2008
RES Group | Roskrow Barton | Wind | Onshore | No | Wind |  | 1.7 | LV | England | South West |  |  | 176500.0 | 35500.0 | 2008
RES Group | Ramsey | Wind | Onshore | No | Wind |  | 1.8 | LV | England | East of England |  |  | 528800.0 | 284900.0 | 2008
RES Group | Glens of Foudland | Wind | Onshore | No | Wind |  | 26 | LV | Scotland | Scotland |  |  | 361496.0 | 837303.0 | 2009
RES Group | Loscar | Wind | Onshore | No | Wind |  | 4.5 | LV | England | Yorkshire and the Humber |  |  | 451000.0 | 380000.0 | 2010
RES Group | High Haswell Wind Farm | Wind | Onshore | No | Wind |  | 4 | LV | England | North East |  |  | 436675.0 | 543772.0 | 2011
RES Group | Ferndale Wind Farm | Wind | Onshore | No | Wind |  | 6.4 | HV | Wales | Wales |  |  | 299700.0 | 195700.0 | 2011
RES Group | Sancton Hill Wind Farm | Wind | Onshore | No | Wind |  | 10 | LV | England | Yorkshire and the Humber |  |  | 491554.0 | 439660.0 | 2011
RES Group | South Sharpley Wind Farm | Wind | Onshore | No | Wind |  | 6 | LV | England | North East |  |  | 438490.0 | 549675.0 | 2011
RES Group | Hill of Towie Wind Farm (GB) | Wind | Onshore | No | Wind |  | 48.3 | LV | Scotland | Scotland | AB556YU |  | 320000.0 | 860000.0 | 2012
RES Group | Kelburn Wind Farm (GB) | Wind | Onshore | No | Wind |  | 28 | LV | Scotland | Scotland | KA245LE |  | 224000.0 | 655000.0 | 2012
RES Group | Auquhirie Land | Wind | Onshore | No | Wind |  | 6.9 | HV | Scotland | Scotland | AB393XB |  | 328500.0 | 785500.0 | 2013
RES Group | Bilsthorpe | Wind | Onshore | No | Wind |  | 10.25 | LV | England | East Midlands |  |  | 466000.0 | 362000.0 | 2013
RES Group | Grange Wind Farm (GB) | Wind | Onshore | No | Wind |  | 14 | LV | England | East Midlands | PE135RB |  | 545055.0 | 318754.0 | 2013
RES Group | Burnthouse Windfarm | Wind | Onshore | No | Wind |  | 6 | LV | England | East of England |  |  | 533458.0 | 295082.0 | 2013
RES Group | Hall Farm Wind Farm | Wind | Onshore | No | Wind |  | 24.6 | HV | England | Yorkshire and the Humber |  |  | 507865.0 | 443185.0 | 2013
RES Group | Orchard End Windfarm | Wind | Onshore | No | Wind |  | 4 | LV | England | North West |  |  | 343216.0 | 445233.0 | 2013
RES Group | Roos Wind Farm (GB) | Wind | Onshore | No | Wind |  | 17.1 | LV | England | Yorkshire and the Humber | HU120LA |  | 527376.0 | 430105.0 | 2013
RES Group | Meikle Carewe Wind Farm (GB) | Wind | Onshore | No | Wind |  | 10.2 | LV | Scotland | Scotland | AB393QH |  | 383200.0 | 792000.0 | 2013
RES Group | Tallentire Wind Farm (GB) | Wind | Onshore | No | Wind |  | 12 | LV | England | North West | CA130QA |  | 312500.0 | 535500.0 | 2013
RES Group | Earlseat Wind Farm (GB) | Wind | Onshore | No | Wind |  | 16 | LV | Scotland | Scotland | HY14TQ |  | 332961.0 | 698416.0 | 2013
RES Group | Ramsey 2 Wind Farm | Wind | Onshore | No | Wind |  | 8 | LV | England | East of England |  |  | 527814.0 | 286445.0 | 2013
RES Group | Carscreugh | Wind | Onshore | No | Wind |  | 15.3 | HV | Scotland | Scotland |  |  | 225000.0 | 555000.0 | 2014
RES Group | Wear Point Wind Farm | Wind | Onshore | No | Wind |  | 8.2 | HV | Wales | Wales |  |  | 193041.0 | 204629.0 | 2014
RES Group | Burton Wold | Wind | Onshore | No | Wind |  | 14.4 | HV | England | East Midlands |  |  | 491902.0 | 274577.0 | 2014
RES Group | High Down | Wind | Onshore | No | Wind |  | 0.5 | LV | England | South West |  |  | 230770.0 | 69217.0 | 2014
RES Group | High Pow | Wind | Onshore | No | Wind |  | 3.9 | LV | England | North West |  |  | 323550.0 | 544400.0 | 2015
RES Group | Whittlesey | Wind | Onshore | No | Wind |  | 1.8 | LV | England | East of England |  |  | 524027.0 | 297139.0 | 2015
RES Group | Woolley Hill (GB) | Wind | Onshore | No | Wind |  | 10 | LV | England | East of England | PE280UA |  | 515374.0 | 272655.0 | 2015
RES Group | Jacks Lane (GB) | Wind | Onshore | No | Wind |  | 15 | LV | England | East of England | PE318PZ |  | 580388.0 | 335874.0 | 2015
RES Group | St Breock | Wind | Onshore | No | Wind |  | 10 | LV | England | South West |  |  | 198592.0 | 68218.0 | 2015
RES Group | Dungavel | Wind | Onshore | No | Wind |  | 26 | HV | Scotland | Scotland |  |  | 267954.0 | 636995.0 | 2015
RES Group | Denzell Downs Windfarm | Wind | Onshore | No | Wind |  | 10 | LV | England | South West |  |  | 189923.0 | 67094.0 | 2015
RES Group | New Albion | Wind | Onshore | No | Wind |  | 14.35 | HV | England | East Midlands |  |  | 483679.0 | 283792.0 | 2015
RES Group | Barlborough | Wind | Onshore | No | Wind |  | 0.85 | LV | England | East Midlands |  |  | 448975.0 | 376975.0 | 2015
RES Group | Grange Wind Farm | Wind | Onshore | No | Wind |  | 12.3 | LV | England | Yorkshire and the Humber | DN158RY |  | 486042.0 | 416496.0 | 2016
RES Group | Wryde Croft Wind Farm (GB) | Wind | Onshore | No | Wind |  | 26 | LV | England | East of England | PE60TP |  | 532606.0 | 307038.0 | 2016
RES Group | Glenchamber Wind Farm (GB) | Wind | Onshore | No | Wind |  | 25.3 | LV | Scotland | Scotland | DG80PB |  | 224474.0 | 564039.0 | 2016
RES Group | Batsworthy Cross | Wind | Onshore | No | Wind |  | 10 | LV | England | South West |  |  | 282928.0 | 121610.0 | 2016
RES Group | Den Brook Wind Farm (GB) | Wind | Onshore | No | Wind |  | 18 | LV | England | South West | EX202BJ |  | 268496.0 | 101120.0 | 2016
RES Group | French Farm Wind Farm | Wind | Onshore | No | Wind |  | 4 | LV | England | East of England |  |  | 528300.0 | 309000.0 | 2016
RES Group | Brackagh Quarry | Wind | Onshore | No | Wind |  | 5.001 | LV | Northern Ireland | Northern Ireland |  |  | 97617.0 | 556429.0 | 2016
RES Group | Rodbaston | Wind | Onshore | No | Wind |  | 4 | LV | England | West Midlands |  |  |  |  | 2016
RES Group | Mynydd Portref | Wind | Onshore | No | Wind |  | 12 | LV | Wales | Wales |  |  | 298897.0 | 185178.0 | 2017
RES Group | Turncole Wind Farm (GB) | Wind | Onshore | No | Wind |  | 17.5 | LV | England | East of England | CM08NE |  | 598484.0 | 196719.0 | 2017
RES Group | Cour Wind Farm | Wind | Onshore | No | Wind |  | 20.5 | HV | Scotland | Scotland | PA286QL |  | 181005.0 | 648528.0 | 2017
RES Group | Mynydd Brombil | Wind | Onshore | No | Wind |  | 8 | LV | Wales | Wales |  |  | 279141.0 | 188569.0 | 2017
RES Group | Freasdail (GB) | Wind | Onshore | No | Wind |  | 22.5 | HV | Scotland | Scotland | PA296XR |  | 180721.0 | 660754.0 | 2017
RES Group | Minnygap (GB) | Wind | Onshore | No | Wind |  | 25 | HV | Scotland | Scotland | DG109PX |  | 307313.0 | 597397.0 | 2017
RES Group | Garreg Llwyd (GB) | Wind | Onshore | No | Wind |  | 30.4 | LV | Wales | Wales | LD16YS |  | 294491.0 | 272407.0 | 2017
RES Group | Llynfi Afan Renewable Energy Limited | Wind | Onshore | No | Wind |  | 24 | HV | Wales | Wales |  |  | 289252.0 | 196198.0 | 2017
RES Group | Tormywheel | Wind | Onshore | No | Wind |  | 30.75 | LV | Scotland | Scotland |  |  | 294905.0 | 655232.0 | 2017
RES Group | Pen Bryn Oer Wind Farm | Wind | Onshore | No | Wind |  | 6 | LV | Wales | Wales |  |  | 312065.0 | 209235.0 | 2017
RES Group | Beinneun Wind Farm | Wind | Onshore | No | Wind |  | 108.8 | LV | Scotland | Scotland | IV637YV |  |  |  | 2017
RES Group | Neilston (GB) | Wind | Onshore | No | Wind |  | 10 | LV | Scotland | Scotland | G784BZ |  | 245292.0 | 653952.0 | 2018
RES Group | Hallburn Farm Wind Farm | Wind | Onshore | No | Wind |  | 13.2 | LV | England | North west |  |  |  |  | 2018
RES Group | Little Raith (GB) | Wind | Onshore | No | Wind |  | 24.8 | LV | Scotland | Scotland | KY50AX |  |  |  | 2020
RES Group | Burton Wold South (GB) | Wind | Onshore | No | Wind |  | 8.25 | HV | England | South East | NN15 5PH | SP915737 |  |  | 2017
RES Group | Muirhall South (GB) | Wind | Onshore | No | Wind |  | 8.25 | HV | Scotland | Scotland | ML11 8LL | NT004545 |  |  | 2016
RES Group | Solwaybank | Wind | Onshore | No | Wind |  | 30.4 | HV | Scotland | Scotland | DG11 3HG | EN329579 |  |  | 2020
RES Group | Blary Hill | Wind | Onshore | No | Wind |  | 35 | HV | Scotland | Scotland | PA29 6UZ |  |  |  | 2022
RES Group | Willmount Ltd | Wind | Onshore | No | Wind |  | 25 |  | Northern Ireland | Northern Ireland | BT81 7SN |  |  |  | 2018
RES Group | Crossdykes Wind Farm | Wind | Onshore | No | Wind |  | 48 |  | Scotland | Scotland | DG11 2QL |  |  |  | 2021
River Nene | Peterborough Power Station | Fossil Fuel | Single cycle | No | Natural Gas |  | 245 | HV | England | East of England | PE15NT |  | 518401.0 | 299217.0 | 1993
River Nene | Croydon | Fossil Fuel | Single cycle |  | Natural Gas |  | 50 |  | England | London | CR03RL |  |  |  | 2005
River Nene | Derby | Fossil Fuel | Single cycle |  | Natural Gas |  | 50 |  | England | East Midlands | DE248YF |  |  |  | 1997
River Nene | Exeter | Fossil Fuel | Single cycle |  | Natural Gas |  | 50 |  | England | South West | EX28QN |  |  |  | 2000
River Nene | Heartlands | Fossil Fuel | Single cycle |  | Natural Gas |  | 100 |  | England | West Midlands | B249FQ |  |  |  | 1998
River Nene | Peterborough Power Station PPL2 Gas Engines | Fossil Fuel | Single cycle |  | Natural Gas |  | 49 |  | England | East Midlands | PE15NT |  |  |  | 2018
River Nene | Thornhill | Fossil Fuel | Single cycle |  | Natural Gas |  | 40 |  | England | Yorkshire and the Humber | WF129EA |  |  |  | 1997
River Nene | Viking | Fossil Fuel | Single cycle |  | Natural Gas |  | 50 |  | England | North East | TS21UB |  |  |  | 2000
Riverside Resource Recovery | Riverside - Energy from Waste | Bioenergy | Bioenergy | No | MSW |  | 80 | HV | England | London | DA176JY |  | 547200.0 | 176500.0 | 2011
RWE Npower | Markinch | Bioenergy | Bioenergy | Yes | Biomass |  | 65 | LV | Scotland | Scotland | KY76GU |  | 327988.0 | 701561.0 | 2014
RWE Npower | Little Barford | Fossil Fuel | CCGT | No | Natural Gas |  | 723 | HV | England | East of England | PE196YT |  | 519049.0 | 256838.0 | 1995
RWE Npower | Kings Lynn | Fossil Fuel | CCGT | No | Natural Gas |  | 395 | LV | England | East of England | PE343RD |  |  |  | 1997
RWE Npower | Didcot B | Fossil Fuel | CCGT | No | Natural Gas |  | 1450 | HV | England | South East | OX117YU |  | 451077.0 | 182210.0 | 1998
RWE Npower | Cheshire | Fossil Fuel | Single cycle | No | Natural Gas |  | 60 | LV | England | North West | CH651AF |  |  |  | 2000
RWE Npower | Great Yarmouth | Fossil Fuel | CCGT | No | Natural Gas |  | 420 | LV | England | East of England | NR303PY |  | 652534.0 | 307744.0 | 2001
RWE Npower | Hythe | Fossil Fuel | Single cycle | No | Natural Gas |  | 44 | LV | England | South East | SO453BP |  |  |  | 2005
RWE Npower | Staythorpe | Fossil Fuel | CCGT | No | Natural Gas |  | 1828 | HV | England | East Midlands | NG235RQ |  | 475532.0 | 351265.0 | 2010
RWE Npower | Pembroke | Fossil Fuel | CCGT | No | Natural Gas |  | 2199 | HV | Wales | Wales | SA715SS |  | 193370.0 | 200137.0 | 2012
RWE Npower | Grimsby | Fossil Fuel | Single cycle | No | Natural Gas |  | 20 | LV | England | Yorkshire and the Humber | DN312FW |  |  |  | 2018
RWE Npower | Garnedd | Hydro | Natural Flow | No | Hydro |  | 0.56 | LV | Wales | Wales |  |  | 269641.31455499999 | 353035.80387900001 | 1990
RWE Npower | Dulyn | Hydro | Natural Flow | No | Hydro |  | 0.505 | LV | Wales | Wales |  |  | 277754.0 | 368358.0 | 1998
RWE Npower | Croesor | Hydro | Natural Flow | No | Hydro |  | 0.505 | LV | Wales | Wales |  |  | 264900.0 | 346000.0 | 1999
RWE Npower | Glen Tarbert | Hydro | Natural Flow | No | Hydro |  | 0.85 | LV | Scotland | Scotland |  |  | 186600.0 | 760500.0 | 2000
RWE Npower | Auchtertyre | Hydro | Natural Flow | No | Hydro |  | 0.6 | LV | Scotland | Scotland |  |  | 235422.0 | 729327.0 | 2000
RWE Npower | Cwm Dyli | Hydro | Natural Flow | No | Hydro |  | 9.9 | LV | Wales | Wales |  |  | 257976.51233200001 | 360502.84342500003 | 2002
RWE Npower | High Head | Hydro | Natural Flow | No | Hydro |  | 17 | LV | Wales | Wales |  |  | 276927.54900200001 | 367625.06313700002 | 2002
RWE Npower | Garry Gualach | Hydro | Natural Flow | No | Hydro |  | 0.78 | LV | Scotland | Scotland |  |  | 216600.0 | 799800.0 | 2002
RWE Npower | Low Head | Hydro | Natural Flow | No | Hydro |  | 14.98 | LV | Wales | Wales |  |  | 276927.54900200001 | 367625.06313700002 | 2002
RWE Npower | Garrogie | Hydro | Natural Flow | No | Hydro |  | 2.4 | LV | Scotland | Scotland |  |  | 250100.0 | 813300.0 | 2005
RWE Npower | Braevallich | Hydro | Natural Flow | No | Hydro |  | 2.274 | LV | Scotland | Scotland |  |  | 196657.00008 | 706908.99997 | 2005
RWE Npower | Kielder | Hydro | Natural Flow | No | Hydro |  | 6 | LV | England | North East |  |  | 369887.329501 | 587826.78962699999 | 2006
RWE Npower | Inverbain | Hydro | Natural Flow | No | Hydro |  | 0.95 | LV | Scotland | Scotland |  |  | 178095.51863000001 | 856066.18485600001 | 2006
RWE Npower | River E | Hydro | Natural Flow | No | Hydro |  | 3 | LV | Scotland | Scotland |  |  | 251359.39736199999 | 818186.72195299994 | 2008
RWE Npower | Douglas Water | Hydro | Natural Flow | No | Hydro |  | 2.969 | LV | Scotland | Scotland |  |  | 204559.00006600001 | 706949.99997700006 | 2008
RWE Npower | Carnoch | Hydro | Natural Flow | No | Hydro |  | 1.35 | LV | Scotland | Scotland |  |  | 174589.83968400001 | 759870.61419600004 | 2009
RWE Npower | Inverlael | Hydro | Natural Flow | No | Hydro |  | 2.5 | LV | Scotland | Scotland |  |  | 218208.41789700001 | 885467.82440599997 | 2009
RWE Npower | Selset | Hydro | Natural Flow | No | Hydro |  | 0.75 | LV | England | North East |  |  | 390300.0 | 521200.0 | 2010
RWE Npower | Black Rock | Hydro | Natural Flow | No | Hydro |  | 3.5 | LV | Scotland | Scotland |  |  | 259900.0 | 866800.0 | 2012
RWE Npower | Maldie | Hydro | Natural Flow | No | Hydro |  | 4 | LV | Scotland | Scotland |  |  | 225150.0 | 934050.0 | 2013
RWE Npower | Cia Aig | Hydro | Natural Flow | No | Hydro |  | 3 | LV | Scotland | Scotland |  |  | 217196.0 | 788748.0 | 2016
RWE Npower | Grudie | Hydro | Natural Flow | No | Hydro |  | 2 | LV | Scotland | Scotland |  |  | 196459.0 | 867347.0 | 2017
RWE Npower | Glen Noe | Hydro | Natural Flow | No | Hydro |  | 2 | LV | Scotland | Scotland | PA35 1JT |  |  |  | 2021
RWE Npower | Didcot GT | Fossil Fuel | Single cycle | No | Diesel/Gas Oil |  | 100 | HV | England | South East | OX117YU |  | 451077.0 | 182210.0 | 1972
RWE Npower | Cowes | Fossil Fuel | Single cycle | No | Diesel/Gas Oil |  | 140 | LV | England | South East | PO326JF |  | 448472.0 | 93554.0 | 1982
RWE Npower | Little Barford GT | Fossil Fuel | Single cycle | No | Diesel/Gas Oil |  | 17 | HV | England | East Midlands | PE196YT |  | 519049.0 | 256838.0 | 2006
RWE Npower | North Hoyle | Wind | Offshore | No | Wind |  | 60 | LV | Wales | Wales |  | SJ0383892229 | 303823.0 | 392138.0 | 2004
RWE Npower | Scroby Sands | Wind | Offshore | No | Wind |  | 60 | LV | England | East of England |  |  | 656417.0 | 311874.0 | 2004
RWE Npower | Rhyl Flats | Wind | Offshore | No | Wind |  | 90 | LV | Wales | Wales |  | SH9024488299 | 290990.0 | 388002.0 | 2009
RWE Npower | Robin Rigg West | Wind | Offshore | No | Wind |  | 90 | HV | Scotland | Scotland |  |  | 288785.0 | 540522.0 | 2010
RWE Npower | Robin Rigg East | Wind | Offshore | No | Wind |  | 84 | HV | Scotland | Scotland |  |  | 291005.0 | 542348.0 | 2010
RWE Npower | London Array | Wind | Offshore | No | Wind |  | 630 | HV | England | South East |  | TM459013 | 642078.0 | 197218.0 | 2013
RWE Npower | Gwynt y Mor | Wind | Offshore | No | Wind |  | 576 | HV | Wales | Wales |  | SH9482396924 | 292082.0 | 396482.0 | 2013
RWE Npower | Humber Gateway | Wind | Offshore | No | Wind |  | 219 | HV | England | Yorkshire and the Humber |  |  | 528439.0 | 411181.0 | 2015
RWE Npower | Galloper | Wind | Offshore | No | Wind |  | 352.8 | HV | England | East of England |  | TM7796929898 | 646316.0 | 262379.0 | 2017
RWE Npower | Rampion | Wind | Offshore | No | Wind |  | 400.2 | HV | England | South East |  |  | 525000.0 | 95000.0 | 2018
RWE Npower | Triton Knoll | Wind | Offshore | No | Wind |  | 857 | HV | England | Yorkshire and the Humber |  | TA 25405 11338 |  |  | 2021
RWE Npower | Great Eppleton (ex NFFO) | Wind | Onshore | No | Wind |  | 4.1 | LV | England | North East |  |  | 436900.0 | 548200.0 | 1997
RWE Npower | Hare Hill | Wind | Onshore | No | Wind |  | 2.3 | LV | England | North East |  |  | 442500.0 | 540500.0 | 2000
RWE Npower | Deucheran Hill (RO) | Wind | Onshore | No | Wind |  | 15.8 | LV | Scotland | Scotland |  |  | 177000.0 | 643000.0 | 2001
RWE Npower | Out Newton (RO) | Wind | Onshore | No | Wind |  | 9.1 | LV | England | Yorkshire and the Humber |  |  | 538800.0 | 421200.0 | 2002
RWE Npower | Bowbeat (Emly Bank) - RO | Wind | Onshore | No | Wind |  | 15.6 | LV | Scotland | Scotland |  |  | 329600.0 | 647500.0 | 2002
RWE Npower | Bowbeat (Roughside) - RO | Wind | Onshore | No | Wind |  | 15.6 | LV | Scotland | Scotland |  |  | 333000.0 | 646200.0 | 2002
RWE Npower | High Volts RO | Wind | Onshore | No | Wind |  | 5.5 | LV | England | North East |  |  | 445200.0 | 533400.0 | 2004
RWE Npower | Hare Hill RO | Wind | Onshore | No | Wind |  | 2.75 | LV | England | North East |  |  | 442500.0 | 540500.0 | 2004
RWE Npower | Holmside | Wind | Onshore | No | Wind |  | 2.3 | LV | England | North East |  |  | 420800.0 | 550300.0 | 2004
RWE Npower | Holmside RO | Wind | Onshore | No | Wind |  | 2.75 | LV | England | North East |  |  | 419500.0 | 552500.0 | 2004
RWE Npower | High Volts | Wind | Onshore | No | Wind |  | 2.3 | LV | England | North East |  |  | 445600.0 | 533500.0 | 2004
RWE Npower | An Suidhe | Wind | Onshore | No | Wind |  | 19.3 | HV | Scotland | Scotland |  |  | 200483.0 | 707563.0 | 2005
RWE Npower | Burgar Hill | Wind | Onshore | No | Wind |  | 5 | LV | Scotland | Scotland |  |  | 334300.0 | 1026200.0 | 2006
RWE Npower | Hameldon Hill | Wind | Onshore | No | Wind |  | 6 | LV | England | North West |  |  | 389495.0 | 432441.0 | 2006
RWE Npower | Stags Holt | Wind | Onshore | No | Wind |  | 20 | LV | England | East of England |  |  | 544000.0 | 299000.0 | 2007
RWE Npower | Knabs Ridge | Wind | Onshore | No | Wind |  | 16 | LV | England | Yorkshire and the Humber |  |  | 423069.0 | 455946.0 | 2007
RWE Npower | Bilbster | Wind | Onshore | No | Wind |  | 3.9 | LV | Scotland | Scotland |  |  | 327150.0 | 951850.0 | 2007
RWE Npower | The Hollies | Wind | Onshore | No | Wind |  | 2.6 | LV | England | East Midlands |  |  | 549995.0 | 362998.0 | 2008
RWE Npower | Little Cheyne Court | Wind | Onshore | No | Wind |  | 59.8 | LV | England | South East |  |  | 598310.0 | 122060.0 | 2008
RWE Npower | Great Eppleton RO | Wind | Onshore | No | Wind |  | 4.1 | LV | England | North East |  |  | 436900.0 | 548200.0 | 2010
RWE Npower | Haswell Moor Circuit 1 | Wind | Onshore | No | Wind |  | 5.15 | LV | England | North East |  |  | 438085.0 | 541365.0 | 2010
RWE Npower | Lindhurst | Wind | Onshore | No | Wind |  | 9 | LV | England | East Midlands |  |  | 456880.0 | 358150.0 | 2010
RWE Npower | Lochelbank | Wind | Onshore | No | Wind |  | 9.6 | LV | Scotland | Scotland |  |  | 311440.0 | 713477.0 | 2010
RWE Npower | Haswell Moor Circuit 2 | Wind | Onshore | No | Wind |  | 5.15 | LV | England | North East |  |  | 438085.0 | 541365.0 | 2010
RWE Npower | Butterwick Moor Circuit 1 | Wind | Onshore | No | Wind |  | 9.4 | LV | England | North East |  |  | 439000.0 | 530000.0 | 2011
RWE Npower | Kiln Pit Hill | Wind | Onshore | No | Wind |  | 14 | LV | England | North East |  |  | 405590.0 | 554583.0 | 2011
RWE Npower | Butterwick Moor Circuit 2 | Wind | Onshore | No | Wind |  | 9.4 | LV | England | North East |  |  | 439000.0 | 530000.0 | 2011
RWE Npower | Hellrigg | Wind | Onshore | No | Wind |  | 9.2 | LV | England | North West |  |  | 313585.0 | 551775.0 | 2012
RWE Npower | Tween Bridge | Wind | Onshore | No | Wind |  | 44 | LV | England | Yorkshire and the Humber |  |  | 469324.0 | 416182.0 | 2012
RWE Npower | Novar 2 | Wind | Onshore | No | Wind |  | 36.8 | HV | Scotland | Scotland |  |  | 255500.0 | 871500.0 | 2012
RWE Npower | Rosehall | Wind | Onshore | No | Wind |  | 24.7 | LV | Scotland | Scotland |  |  | 249550.0 | 903550.0 | 2013
RWE Npower | Camster | Wind | Onshore | No | Wind |  | 50 | LV | Scotland | Scotland |  |  | 325800.0 | 947400.0 | 2013
RWE Npower | Hameldon Hill Extension | Wind | Onshore | No | Wind |  | 6 | LV | England | North West |  |  | 379914.0 | 430561.0 | 2013
RWE Npower | Bradwell | Wind | Onshore | No | Wind |  | 20.5 | LV | England | East of England |  |  | 595000.0 | 205000.0 | 2013
RWE Npower | Goole Fields A | Wind | Onshore | No | Wind |  | 33 | HV | England | Yorkshire and the Humber |  |  | 473487.0 | 419400.0 | 2013
RWE Npower | Middlemoor | Wind | Onshore | No | Wind |  | 54 | LV | England | North East |  |  | 414765.0 | 622786.0 | 2013
RWE Npower | Goole Fields B | Wind | Onshore | No | Wind |  | 34.85 | HV | England | Yorkshire and the Humber |  |  | 473632.0 | 420610.0 | 2016
RWE Npower | Brechfa Forest West | Wind | Onshore | No | Wind |  | 57.4 | HV | Wales | Wales |  |  | 251493.0 | 233864.0 | 2018
RWE Npower | Bad a Cheo | Wind | Onshore | No | Wind |  | 26.65 | HV | Scotland | Scotland |  |  | 316615.0 | 948900.0 | 2018
RWE Npower | Mynydd y Gwair | Wind | Onshore | No | Wind |  | 32.8 | HV | Wales | Wales |  |  | 265400.0 | 208320.0 | 2019
RWE Npower | Clocaenog Forest | Wind | Onshore | No | Wind |  | 96 | HV | Wales | Wales |  |  | 301568.0 | 359344.0 | 2019
Scira Offshore Energy | Sheringham Shoal BMU 1 | Wind | Offshore | No | Wind |  | 158 | HV | England | East of England |  |  | 610671.0 | 364425.0 | 2012
Scira Offshore Energy | Sheringham Shoal BMU 2 | Wind | Offshore | No | Wind |  | 158 | HV | England | East of England |  |  | 610671.0 | 364425.0 | 2012
Scira Offshore Energy | Dudgeon BMU 1 | Wind | Offshore | No | Wind |  | 108 | HV | England | East of England |  |  | 575000.0 | 361000.0 | 2017
Scira Offshore Energy | Hywind BMU 1 | Wind | Offshore | No | Wind |  | 30 | HV | Scotland | Scotland |  |  | 433500.0 | 846500.0 | 2017
Scira Offshore Energy | Dudgeon BMU 2 | Wind | Offshore | No | Wind |  | 90 | HV | England | East of England |  |  | 575000.0 | 361000.0 | 2017
Scira Offshore Energy | Dudgeon BMU 3 | Wind | Offshore | No | Wind |  | 102 | HV | England | East of England |  |  | 575000.0 | 361000.0 | 2017
Scira Offshore Energy | Dudgeon BMU 4 | Wind | Offshore | No | Wind |  | 102 | HV | England | East of England |  |  | 575000.0 | 361000.0 | 2017
Scottish Power | Carland Cross PV | Solar | PV | No | Solar |  | 10 |  | England | South West | TR8 5JB |  |  |  | 2022
Scottish Power | Coldham PV | Solar | PV | No | Solar |  | 4.5531 |  | England | East Midlands | SY13 4QH |  |  |  | 2016
Scottish Power | East Anglia One | Wind | Offshore | No | Wind |  | 714 | HV | England | East of England |  |  |  |  | 2019
Scottish Power | P&L | Wind | Onshore | No | Wind |  | 30.6 | LV | Wales | Wales | SY164BP |  | 302860.0 | 288543.0 | 1993
Scottish Power | Corkey | Wind | Onshore | No | Wind |  | 5 | LV | Northern Ireland | Northern Ireland | BT449JB |  | 126222.0 | 580523.0 | 1995
Scottish Power | Elliot's Hill | Wind | Onshore | No | Wind |  | 5 | LV | Northern Ireland | Northern Ireland | BT390TD |  | 134974.0 | 546006.0 | 1995
Scottish Power | Rigged Hill | Wind | Onshore | No | Wind |  | 5 | LV | Northern Ireland | Northern Ireland | BT490QJ |  | 90731.0 | 589745.0 | 1995
Scottish Power | Hare Hill I | Wind | Onshore | No | Wind |  | 13.2 | LV | Scotland | Scotland | KA184NW |  | 265320.0 | 609703.0 | 2000
Scottish Power | Dun Law I | Wind | Onshore | No | Wind |  | 17.16 | LV | Scotland | Scotland | TD26RA |  | 344600.0 | 657500.0 | 2000
Scottish Power | Beinn an Tuirc I | Wind | Onshore | No | Wind |  | 29.7 | LV | Scotland | Scotland | PA286QY |  | 173950.0 | 636900.0 | 2002
Scottish Power | Cruach Mhor | Wind | Onshore | No | Wind |  | 29.75 | LV | Scotland | Scotland | PA223AE |  | 203500.0 | 687500.0 | 2004
Scottish Power | Black Law I | Wind | Onshore | No | Wind |  | 124.2 | HV | Scotland | Scotland | ML118BW |  | 290998.0 | 653991.0 | 2005
Scottish Power | Coldham | Wind | Onshore | No | Wind |  | 16 | LV | England | East of England | PE14OLX |  | 525748.0 | 299048.0 | 2005
Scottish Power | Beinn Tharsuinn | Wind | Onshore | No | Wind |  | 29.75 | HV | Scotland | Scotland | IV191LH |  | 261700.0 | 881900.0 | 2005
Scottish Power | Callagheen | Wind | Onshore | No | Wind |  | 16.9 | LV | Northern Ireland | Northern Ireland | BT934AL |  | 10820.0 | 521167.0 | 2006
Scottish Power | Wether Hill | Wind | Onshore | No | Wind |  | 18.2 | LV | Scotland | Scotland | DG73UG |  | 270000.0 | 594000.0 | 2007
Scottish Power | Whitelee I | Wind | Onshore | No | Wind |  | 322 | HV | Scotland | Scotland | KA36EX |  | 256800.0 | 645435.0 | 2007
Scottish Power | Hagshaw Hill II | Wind | Onshore | No | Wind |  | 26 | LV | Scotland | Scotland | ML110RR |  | 278965.0 | 630750.0 | 2008
Scottish Power | Wolf Bog | Wind | Onshore | No | Wind |  | 10 | LV | Northern Ireland | Northern Ireland | BT390TD |  | 137865.0 | 553129.0 | 2008
Scottish Power | Green Knowes | Wind | Onshore | No | Wind |  | 27 | LV | Scotland | Scotland | FK147YJ |  | 296850.0 | 707550.0 | 2008
Scottish Power | Clachan Flats | Wind | Onshore | No | Wind |  | 15.03 | HV | Scotland | Scotland | PA268BJ |  | 217950.0 | 714520.0 | 2009
Scottish Power | Dun Law II | Wind | Onshore | No | Wind |  | 29.75 | HV | Scotland | Scotland | TD26RA |  | 346582.0 | 657530.0 | 2009
Scottish Power | Arecleoch | Wind | Onshore | No | Wind |  | 120 | HV | Scotland | Scotland | KA260SJ |  | 221500.0 | 578500.0 | 2010
Scottish Power | Mark Hill | Wind | Onshore | No | Wind |  | 56 | HV | Scotland | Scotland | KA260PX |  | 225000.0 | 585000.0 | 2011
Scottish Power | Lynemouth | Wind | Onshore | No | Wind |  | 26 | LV | England | North East | NB639AT |  | 429400.0 | 589799.0 | 2012
Scottish Power | Whitelee II | Wind | Onshore | No | Wind |  | 217.02 | HV | Scotland | Scotland | KA36EX |  | 254220.0 | 640867.0 | 2012
Scottish Power | Beinn an Tuirc II | Wind | Onshore | No | Wind |  | 43.7 | HV | Scotland | Scotland | PA286QY |  | 173950.0 | 636900.0 | 2012
Scottish Power | Carland Cross RP | Wind | Onshore | No | Wind |  | 20 | LV | England | South West | TR85JB |  | 184500.0 | 54500.0 | 2013
Scottish Power | Middleton | Wind | Onshore | No | Wind |  | 12 | LV | Scotland | Scotland | G776PZ |  | 253158.0 | 656019.0 | 2013
Scottish Power | Harestanes | Wind | Onshore | No | Wind |  | 136 | HV | Scotland | Scotland | DG111TU |  | 300000.0 | 595000.0 | 2013
Scottish Power | Coal Clough RP | Wind | Onshore | No | Wind |  | 16 | LV | England | North West | BB104RR |  | 390207.0 | 428154.0 | 2014
Scottish Power | Black Law II | Wind | Onshore | No | Wind |  | 63.43 | HV | Scotland | Scotland | ML118EW |  | 289500.0 | 653500.0 | 2016
Scottish Power | Ewe Hill I | Wind | Onshore | No | Wind |  | 13.8 | LV | Scotland | Scotland | DG112QG |  | 315000.0 | 580000.0 | 2016
Scottish Power | Dersalloch | Wind | Onshore | No | Wind |  | 69 | HV | Scotland | Scotland | KA197NJ |  | 242500.0 | 603500.0 | 2016
Scottish Power | Hare Hill II | Wind | Onshore | No | Wind |  | 29.75 | HV | Scotland | Scotland | KA184NW |  | 265931.0 | 613982.0 | 2016
Scottish Power | Kilgallioch | Wind | Onshore | No | Wind |  | 239 | HV | Scotland | Scotland | KA260RF |  | 223000.0 | 578000.0 | 2016
Scottish Power | Ewe Hill II | Wind | Onshore | No | Wind |  | 36.8 | HV | Scotland | Scotland | DG112QG |  | 315000.0 | 580000.0 | 2017
Scottish Power | Glen App | Wind | Onshore | No | Wind |  | 22 | HV | Scotland | Scotland | KA260PG |  | 208000.0 | 573000.0 | 2017
Scottish Power | Halsary | Wind | Onshore | No | Wind |  | 30 | HV | Scotland | Scotland | KW126UW |  |  |  | 2020
Scottish Power | Beinn an Tuirc III | Wind | Onshore | No | Wind |  | 49.95 |  | Scotland | Scotland | IV19 1LH |  |  |  | 2021
Sembcorp Utilities | Wilton 10 Biomass | Bioenergy | Bioenergy | Yes | Biomass |  | 33.276 | HV | England | North East | TS908WS |  | 456536.0 | 520395.0 | 2007
Sembcorp Utilities | Wilton 11 | Bioenergy | Bioenergy | No | MSW |  | 49 | HV | England | North East |  |  | 458191.0 | 520347.0 | 2016
Sembcorp Utilities | Wilton International | Fossil Fuel | Conventional steam | Yes | Natural Gas | Oil | 120 | HV | England | North East | TS908WS |  | 458275.0 | 517359.0 | 1952
SSE Group | Slough Heat & Power | Bioenergy | Bioenergy | Yes | Biomass |  | 20 | LV | England | South East | SL14TT |  | 495316.0 | 181476.0 | 2014
SSE Group | Peterhead | Fossil Fuel | CCGT | No | Natural Gas |  | 1180 | HV | Scotland | Scotland | AB423BZ |  | 412790.0 | 843093.0 | 1980
SSE Group | Keadby | Fossil Fuel | CCGT | No | Natural Gas |  | 735 | HV | England | East Midlands | DN173EF |  | 483280.0 | 411671.0 | 1982
SSE Group | Medway | Fossil Fuel | CCGT | No | Natural Gas |  | 755 | HV | England | South East | ME30AG |  | 586916.0 | 174008.0 | 1995
SSE Group | Burghfield | Fossil Fuel | Single cycle | No | Natural Gas |  | 50 | HV | England | South East | RG303UW |  | 466926.0 | 166323.0 | 1998
SSE Group | Chickerell | Fossil Fuel | Single cycle | No | Natural Gas |  | 50 | HV | England | South West | DT49XH |  | 364051.0 | 80933.0 | 1998
SSE Group | Keadby 2 | Fossil Fuel | CCGT |  | Natural Gas |  | 840 |  | England | East Midlands |  |  |  |  | 2023
SSE Group | Rannoch | Hydro | Natural Flow | No | Hydro |  | 45 | LV | Scotland | Scotland | PH173QP |  | 265618.90567399998 | 758237.41850399994 | 1930
SSE Group | Tummel | Hydro | Natural Flow | No | Hydro |  | 34 | LV | Scotland | Scotland | PH165SB |  | 261249.15323600001 | 580838.54599699995 | 1933
SSE Group | Cladach Dam | Hydro | Natural Flow | No | Hydro |  | 0.22 | LV | Scotland | Scotland |  | NS014376 | 219715.0 | 595201.0 | 1949
SSE Group | Pitlochry Power Station - A | Hydro | Natural Flow | No | Hydro |  | 15 | HV | Scotland | Scotland |  | NN936577 | 293515.0 | 757730.0 | 1950
SSE Group | Morar Power Station - A,C | Hydro | Natural Flow | No | Hydro |  | 0.75 | LV | Scotland | Scotland |  | NM682922 | 168582.025887 | 792663.62937500002 | 1950
SSE Group | Nostie Bridge Power Station - A | Hydro | Natural Flow | No | Hydro |  | 1.3 | LV | Scotland | Scotland |  | NH852274 | 185143.85883700001 | 826708.608687 | 1950
SSE Group | Grudie Bridge Power Station - A, G | Hydro | Natural Flow | No | Hydro |  | 18.66 | LV | Scotland | Scotland |  | NH310624 | 231315.68004800001 | 862293.36975099996 | 1950
SSE Group | Clunie | Hydro | Natural Flow | No | Hydro |  | 61.2 | HV | Scotland | Scotland | PH165NF |  | 293345.89585299999 | 757790.00295600004 | 1950
SSE Group | Sloy | Hydro | Natural Flow | No | Hydro |  | 152.5 | HV | Scotland | Scotland | G837DP |  | 232178.80345499999 | 709714.41867299995 | 1950
SSE Group | Clunie Dam - A | Hydro | Natural Flow | No | Hydro |  | 0.175 | LV | Scotland | Scotland |  | NN884603 | 293345.89585299999 | 757790.00295600004 | 1950
SSE Group | Pitlochry Compensation Generation - A | Hydro | Natural Flow | No | Hydro |  | 0.059 | LV | Scotland | Scotland |  | NN936577 | 293500.038046 | 757752.01422899996 | 1950
SSE Group | Striven Power Station - A | Hydro | Natural Flow | No | Hydro |  | 8 | LV | Scotland | Scotland |  | NS056840 | 205595.0 | 683990.0 | 1951
SSE Group | Fasnakyle | Hydro | Natural Flow | No | Hydro |  | 69 | HV | Scotland | Scotland |  | NH319296 | 226977.973512 | 827215.18281999999 | 1951
SSE Group | Kerry Falls Power Station | Hydro | Natural Flow | No | Hydro |  | 1.25 | LV | Scotland | Scotland |  | NG829720 | 181231.12067100001 | 875180.63170899998 | 1951
SSE Group | Beannachran Dam - A | Hydro | Natural Flow | No | Hydro |  | 0.16 | LV | Scotland | Scotland |  | NN325394 | 233926.125814 | 831784.38433300005 | 1951
SSE Group | Storr Lochs Power Station - A | Hydro | Natural Flow | No | Hydro |  | 2.4 | LV | Scotland | Scotland |  | NG515527 | 147915.64170899999 | 843505.35491899995 | 1952
SSE Group | Lussa Power Station - A | Hydro | Natural Flow | No | Hydro |  | 2.4 | LV | Scotland | Scotland |  | NR735261 | 176153.721105 | 625756.90955900005 | 1952
SSE Group | Dundreggan Dam A | Hydro | Natural Flow | No | Hydro |  | 0.16 | LV | Scotland | Scotland |  | NH357156 | 231413.082559 | 813651.70164300001 | 1953
SSE Group | Gaur Power Station - A | Hydro | Natural Flow | No | Hydro |  | 7.9 | LV | Scotland | Scotland |  | NN464579 | 247261.333874 | 757140.631283 | 1953
SSE Group | Torr Achilty Power Station - A,E | Hydro | Natural Flow | No | Hydro |  | 15 | LV | Scotland | Scotland |  | NH446545 | 244418.37481199999 | 854546.61670599994 | 1954
SSE Group | Loch Dubh | Hydro | Natural Flow | No | Hydro |  | 1.2 | LV | Scotland | Scotland |  | NC149012 | 213243.84406900001 | 901138.944043 | 1954
SSE Group | Luichart | Hydro | Natural Flow | No | Hydro |  | 34 | HV | Scotland | Scotland | IV149EW |  | 231809.687121 | 862261.33658100001 | 1954
SSE Group | Meig Dam | Hydro | Natural Flow | No | Hydro |  | 0.076 | LV | Scotland | Scotland |  | NH375560 | 237124.664659 | 855942.36082399997 | 1954
SSE Group | Luichart Dam - A | Hydro | Natural Flow | No | Hydro |  | 0.085 | LV | Scotland | Scotland |  | NH389579 | 232652.83906500001 | 862232.74855599995 | 1954
SSE Group | Mullardoch Power Station - A,C | Hydro | Natural Flow | No | Hydro |  | 2.4 | LV | Scotland | Scotland |  | NH223310 | 222860.0 | 831415.0 | 1955
SSE Group | Quoich Power Station - A, E, G | Hydro | Natural Flow | No | Hydro |  | 18.05 | LV | Scotland | Scotland |  | NH107012 | 216881.8432 | 800852.89049999998 | 1955
SSE Group | Finlarig Power Station - A,G | Hydro | Natural Flow | No | Hydro |  | 16.5 | HV | Scotland | Scotland |  | NN585345 | 257077.347893 | 733907.81862599996 | 1955
SSE Group | Clachan | Hydro | Natural Flow | No | Hydro |  | 40 | LV | Scotland | Scotland |  | NN192133 | 148598.006933 | 866496.66653699998 | 1955
SSE Group | Errochty | Hydro | Natural Flow | No | Hydro |  | 75 | HV | Scotland | Scotland | PH165SD |  | 280853.25648699998 | 765408.19507100002 | 1955
SSE Group | Quoich Dam - A | Hydro | Natural Flow | No | Hydro |  | 0.32 | LV | Scotland | Scotland |  | NH071023 | 216881.84323299999 | 800852.89049599995 | 1955
SSE Group | Allt Na Lairige Power Station | Hydro | Natural Flow | No | Hydro |  | 6 | LV | Scotland | Scotland |  | NN231164 | 220655.0 | 714679.0 | 1956
SSE Group | Ceannacroc Power Station - A, E | Hydro | Natural Flow | No | Hydro |  | 16.5 | LV | Scotland | Scotland |  | NH224108 | 222745.0 | 810690.0 | 1956
SSE Group | Invergarry Power Station - A,E | Hydro | Natural Flow | No | Hydro |  | 19.975 | HV | Scotland | Scotland |  | NH319013 | 231930.0 | 801320.0 | 1956
SSE Group | Kilmelford Power Station - A, C, | Hydro | Natural Flow | No | Hydro |  | 2 | LV | Scotland | Scotland |  | NM541144 | 183921.68693900001 | 712587.00644599996 | 1956
SSE Group | Achanalt Power Station - A | Hydro | Natural Flow | No | Hydro |  | 3.1 | LV | Scotland | Scotland |  | NH309620 | 225895.0 | 861615.0 | 1956
SSE Group | Cluanie Dam - A | Hydro | Natural Flow | No | Hydro |  | 0.32 | LV | Scotland | Scotland |  | NH185099 | 218164.204031 | 809842.51726600004 | 1956
SSE Group | Awe Barrage - A | Hydro | Natural Flow | No | Hydro |  | 0.886 | LV | Scotland | Scotland |  | NN046287 | 202987.0 | 729485.0 | 1956
SSE Group | Kilmelford Compset A,C | Hydro | Natural Flow | No | Hydro |  | 0.082 | LV | Scotland | Scotland |  | NM541144 | 183921.68693900001 | 712587.00644599996 | 1956
SSE Group | Loyne Power Station - A,C | Hydro | Natural Flow | No | Hydro |  | 0.55 | LV | Scotland | Scotland |  | NH200079 | 228554.88977000001 | 813307.01867400005 | 1956
SSE Group | Tralaig Power Station | Hydro | Natural Flow | No | Hydro |  | 0.084 | LV | Scotland | Scotland |  | NM871169 | 183921.68693900001 | 712587.00644599996 | 1956
SSE Group | Vaich Power Station | Hydro | Natural Flow | No | Hydro |  | 0.32 | LV | Scotland | Scotland |  | NH321726 | 234419.67884499999 | 875106.58660599997 | 1956
SSE Group | Ceannacroc Compensation Generator | Hydro | Natural Flow | No | Hydro |  | 3.5 | LV | Scotland | Scotland |  | NH224108 | 222745.0 | 810690.0 | 1956
SSE Group | St Fillans Power Station - A, G | Hydro | Natural Flow | No | Hydro |  | 16.83 | LV | Scotland | Scotland |  | NN691246 | 269101.60388900002 | 724133.42061899998 | 1957
SSE Group | Sron Mor Power Station - A,C | Hydro | Natural Flow | No | Hydro |  | 5 | LV | Scotland | Scotland |  | NN161201 | 264850.0 | 798415.0 | 1957
SSE Group | Mossford Power Station - A,G | Hydro | Natural Flow | No | Hydro |  | 18.66 | HV | Scotland | Scotland |  | NH330633 | 233010.426393 | 863187.36691300001 | 1957
SSE Group | Glenmoriston | Hydro | Natural Flow | No | Hydro |  | 37 | HV | Scotland | Scotland | IV36YH |  | 230869.824876 | 812928.10700800002 | 1957
SSE Group | Stronuich Power Station - A | Hydro | Natural Flow | No | Hydro |  | 0.18 | LV | Scotland | Scotland |  | NN507419 | 250616.896446 | 742103.88824100001 | 1957
SSE Group | Dalchonize Power Station-A,C | Hydro | Natural Flow | No | Hydro |  | 4 | LV | Scotland | Scotland |  | NN740220 | 274035.0 | 721990.0 | 1958
SSE Group | Shin Power Station-A,G | Hydro | Natural Flow | No | Hydro |  | 18.62 | LV | Scotland | Scotland |  | NH574974 | 257261.32734300001 | 897258.47946900001 | 1958
SSE Group | Lochay | Hydro | Natural Flow | No | Hydro |  | 46 | HV | Scotland | Scotland |  | NN545350 | 256968.202407 | 734182.06732699997 | 1958
SSE Group | Shin Diversion Dam - A | Hydro | Natural Flow | No | Hydro |  | 0.1 | LV | Scotland | Scotland |  | NC582051 | 257261.32734300001 | 897258.47946900001 | 1958
SSE Group | Lubreoch Power Station - A | Hydro | Natural Flow | No | Hydro |  | 4 | LV | Scotland | Scotland |  | NN454418 | 245250.958315 | 741685.36456999998 | 1958
SSE Group | Lochay Compensation Generator | Hydro | Natural Flow | No | Hydro |  | 2 | LV | Scotland | Scotland |  | NN545350 | 258746.51913299999 | 733924.38001600001 | 1958
SSE Group | Lochay Fish Pass Generator - C | Hydro | Natural Flow | No | Hydro |  | 0.054 | LV | Scotland | Scotland |  | NN545350 | 256968.202407 | 734182.06732699997 | 1958
SSE Group | Cassley Power Station - A,C,E | Hydro | Natural Flow | No | Hydro |  | 10 | LV | Scotland | Scotland |  | NC396232 | 247325.0 | 901540.0 | 1959
SSE Group | Cashlie Power Station - A,C | Hydro | Natural Flow | No | Hydro |  | 11 | LV | Scotland | Scotland |  | NN507421 | 248530.0 | 741735.0 | 1959
SSE Group | Orrin Power Station- A | Hydro | Natural Flow | No | Hydro |  | 18 | HV | Scotland | Scotland |  | NH436546 | 246905.0 | 851695.0 | 1959
SSE Group | Cuaich Power Station - A,C | Hydro | Natural Flow | No | Hydro |  | 2.5 | LV | Scotland | Scotland |  | NN574868 | 263487.841273 | 784203.521908 | 1959
SSE Group | Trinafour Power Station - A | Hydro | Natural Flow | No | Hydro |  | 0.55 | LV | Scotland | Scotland |  | NN725648 | 270988.13688900002 | 765725.19146 | 1959
SSE Group | Duchally Power Station - A,C,E | Hydro | Natural Flow | No | Hydro |  | 0.45 | LV | Scotland | Scotland |  | NC368203 | 238694.128218 | 916750.91899200005 | 1959
SSE Group | Lairg Power Station | Hydro | Natural Flow | No | Hydro |  | 3.5 | LV | Scotland | Scotland |  | NC575070 | 249712.919287 | 916014.00856600003 | 1959
SSE Group | Gisla Power Station - A | Hydro | Natural Flow | No | Hydro |  | 0.72 | LV | Scotland | Scotland |  | NB129258 | 113291.038795 | 926162.88476399996 | 1960
SSE Group | Chliostair Power Station - A,C | Hydro | Natural Flow | No | Hydro |  | 1.32 | LV | Scotland | Scotland |  | NB059092 | 120328.967017 | 908665.53669900005 | 1960
SSE Group | Loch Gair Power Station - A,C | Hydro | Natural Flow | No | Hydro |  | 6 | LV | Scotland | Scotland |  | NR925908 | 192865.0 | 691305.0 | 1961
SSE Group | Lednock Power Station - A | Hydro | Natural Flow | No | Hydro |  | 3 | LV | Scotland | Scotland |  | NN698304 | 276730.0 | 722040.0 | 1961
SSE Group | Livishie Power Station - A | Hydro | Natural Flow | No | Hydro |  | 15 | LV | Scotland | Scotland |  | NH353160 | 240245.0 | 817495.0 | 1962
SSE Group | Aigas Power Station - A,E | Hydro | Natural Flow | No | Hydro |  | 20 | HV | Scotland | Scotland |  | NH474437 | 247395.0 | 843655.0 | 1962
SSE Group | Kilmorack Power Station -A,E | Hydro | Natural Flow | No | Hydro |  | 20 | HV | Scotland | Scotland |  | NH494442 | 249410.0 | 844225.0 | 1962
SSE Group | Culligran Power Station Unit 2 - A | Hydro | Natural Flow | No | Hydro |  | 17.1 | HV | Scotland | Scotland |  | NH378405 | 231877.310669 | 839888.30312599998 | 1962
SSE Group | Loch Ericht Power Station - A | Hydro | Natural Flow | No | Hydro |  | 2.2 | LV | Scotland | Scotland |  | NN553728 | 262079.87718099999 | 783677.43128999998 | 1962
SSE Group | Culligran Comp Set - A,C,E | Hydro | Natural Flow | No | Hydro |  | 2 | HV | Scotland | Scotland |  | NH378405 | 231877.310669 | 839888.30312599998 | 1962
SSE Group | Mucomir Power Station | Hydro | Natural Flow | No | Hydro |  | 1.9 | LV | Scotland | Scotland |  | NN183838 | 218350.0 | 783900.0 | 1962
SSE Group | Nant Power Station - A,E | Hydro | Natural Flow | No | Hydro |  | 15 | HV | Scotland | Scotland |  | NN016207 | 203606.80395999999 | 723291.404201 | 1963
SSE Group | Inverawe | Hydro | Natural Flow | No | Hydro |  | 25 | LV | Scotland | Scotland | PA351HQ |  | 202299.54597899999 | 730929.48161799996 | 1963
SSE Group | Deanie | Hydro | Natural Flow | No | Hydro |  | 38 | HV | Scotland | Scotland | IV47JX |  | 219200.00004499999 | 710099.99998600001 | 1963
SSE Group | Misgeach Power Station - A | Hydro | Natural Flow | No | Hydro |  | 0.35 | LV | Scotland | Scotland |  | NH183381 | 229571.01829800001 | 838608.37607100001 | 1963
SSE Group | Foyers Falls Power Station | Hydro | Natural Flow | No | Hydro |  | 5.2 | LV | Scotland | Scotland |  | NH497210 | 249845.0 | 820010.0 | 1968
SSE Group | River Cuileig | Hydro | Natural Flow | No | Hydro |  | 3.3 | LV | Scotland | Scotland |  | NH193789 | 219300.0 | 878900.0 | 2002
SSE Group | Orrin Dam - A | Hydro | Natural Flow | No | Hydro |  | 0.256 | LV | Scotland | Scotland |  | NH403503 | 245505.394088 | 856091.61578800005 | 2002
SSE Group | Invergarry Dam - A, E | Hydro | Natural Flow | No | Hydro |  | 0.24 | LV | Scotland | Scotland |  | NH319413 | 238862.965222 | 809324.00929800002 | 2003
SSE Group | Kingairloch Power Station - A,C | Hydro | Natural Flow | No | Hydro |  | 3.5 | LV | Scotland | Scotland |  | NM810547 | 184177.03533499999 | 752489.46736999997 | 2005
SSE Group | Fasnakyle Compensation Generator - A, C | Hydro | Natural Flow | No | Hydro |  | 7.701 | LV | Scotland | Scotland |  | NH319296 | 226977.973512 | 827215.18281999999 | 2006
SSE Group | Glendoe Hydro Power Station | Hydro | Natural Flow | No | Hydro |  | 100 | HV | Scotland | Scotland |  | NH406079 | 238719.406541 | 808777.04899200005 | 2008
SSE Group | Foyers Pumped Storage | Pumped hydro | Pumped hydro | No | Pumped hydro |  | 300 | HV | Scotland | Scotland |  | NH497210 | 250350.0 | 821750.0 | 1974
SSE Group | Bowmore | Fossil Fuel | Single cycle | No | Diesel/Gas Oil |  | 6 | HV | Scotland | Scotland | PA437LL |  | 132024.0 | 660214.0 | 1946
SSE Group | Kirkwall | Fossil Fuel | Single cycle | No | Diesel/Gas Oil |  | 16 | HV | Scotland | Scotland | KW151AN |  | 344667.0 | 1010985.0 | 1952
SSE Group | Stornoway | Fossil Fuel | Single cycle | No | Diesel/Gas Oil |  | 23 | HV | Scotland | Scotland |  |  | 143150.0 | 932158.0 | 1952
SSE Group | Lerwick | Fossil Fuel | Single cycle | No | Diesel/Gas Oil |  | 67 | LV | Scotland | Scotland | ZE10PS |  | 446456.0 | 1142790.0 | 1953
SSE Group | Tiree | Fossil Fuel | Single cycle | No | Diesel/Gas Oil |  | 2.5 | HV | Scotland | Scotland | PA776UP |  | 100030.0 | 744120.0 | 1953
SSE Group | Loch Carnan | Fossil Fuel | Single cycle | No | Diesel/Gas Oil |  | 11 | HV | Scotland | Scotland |  |  | 83233.0 | 842636.0 | 1972
SSE Group | Barra | Fossil Fuel | Single cycle | No | Diesel/Gas Oil |  | 2.5 | HV | Scotland | Scotland | HS95YA |  | 71706.0 | 803309.0 | 1986
SSE Group | Arnish | Fossil Fuel | Single cycle | No | Diesel/Gas Oil |  | 10 | HV | Scotland | Scotland |  |  | 142229.0 | 930499.0 | 2000
SSE Group | SSE Arena Belfast | Solar | PV | No | Solar |  | 0.41992 | LV | Northern Ireland | Northern Ireland |  | NW473302 | 147232.0 | 530243.0 | 2017
SSE Group | Greater Gabbard | Wind | Offshore | No | Wind |  | 504 | HV | England | East of England |  | TM714315 | 670237.0 | 231640.0 | 2011
SSE Group | Beatrice Offshore windfarm | Wind | Offshore | No | Wind |  | 588 | HV | Scotland | Scotland |  | ND500486 | 344074.0 | 911416.0 | 2018
SSE Group | Seagreen | Wind | Offshore | No | Wind |  | 1075 |  | Scotland | Scotland |  | NO399369 |  |  | 2022
SSE Group | Tangy Wind Farm - A | Wind | Onshore | No | Wind |  | 18.52 | LV | Scotland | Scotland |  | NR685282 | 167373.0 | 626330.0 | 2002
SSE Group | Artfield Fell Windfarm - A,C | Wind | Onshore | No | Wind |  | 28.6 | LV | Scotland | Scotland |  | NX236659 | 223005.0 | 567000.0 | 2005
SSE Group | Hadyard Hill Windfarm - A,C | Wind | Onshore | No | Wind |  | 119.8 | HV | Scotland | Scotland |  | NX279982 | 227133.0 | 597446.0 | 2005
SSE Group | Bessy Bell Windfarm (NI) Limited | Wind | Onshore | No | Wind |  | 9 | LV | Northern Ireland | Northern Ireland | H395815 |  | 51953.0 | 543825.0 | 2008
SSE Group | Drumderg Windfarm | Wind | Onshore | No | Wind |  | 36.8 | LV | Scotland | Scotland |  | NO180538 | 324500.0 | 748500.0 | 2008
SSE Group | Fairburn Windfarm | Wind | Onshore | No | Wind |  | 40 | LV | Scotland | Scotland |  | NH426534 | 242550.0 | 852250.0 | 2009
SSE Group | Toddleburn Windfarm | Wind | Onshore | No | Wind |  | 27.6 | HV | Scotland | Scotland |  | NT433499 | 345050.0 | 653150.0 | 2010
SSE Group | Achany Windfarm | Wind | Onshore | No | Wind |  | 38 | LV | Scotland | Scotland |  | NC480018 | 252350.0 | 904150.0 | 2010
SSE Group | Slieve Kirk Windfarm | Wind | Onshore | No | Wind |  | 73.6 | HV | Northern Ireland | Northern Ireland | BT473RL |  | 61258.0 | 571215.0 | 2011
SSE Group | Clyde Windfarm (South) | Wind | Onshore | No | Wind |  | 128.8 | LV | Scotland | Scotland |  | NS982134 | 302500.0 | 617500.0 | 2011
SSE Group | Griffin Wind Farm | Wind | Onshore | No | Wind |  | 188.6 | HV | Scotland | Scotland |  | NN910427 | 293600.0 | 744600.0 | 2011
SSE Group | Gordonbush Wind Farm | Wind | Onshore | No | Wind |  | 70 | HV | Scotland | Scotland |  | NC826113 | 284500.0 | 909500.0 | 2011
SSE Group | Clyde Windfarm (Central) | Wind | Onshore | No | Wind |  | 195.9 | LV | Scotland | Scotland |  | NS987202 | 302500.0 | 622500.0 | 2011
SSE Group | Clyde Windfarm (North) | Wind | Onshore | No | Wind |  | 197.7 | LV | Scotland | Scotland |  | NS985240 | 302500.0 | 627500.0 | 2012
SSE Group | Spurness Wind Farm II | Wind | Onshore | No | Wind |  | 10 | LV | Scotland | Scotland |  | HY606356 | 360531.0 | 1033828.0 | 2012
SSE Group | Cathkin Braes Wind Farm | Wind | Onshore | No | Wind |  | 3 | LV | Scotland | Scotland |  | NS612582 | 261220.0 | 658203.0 | 2013
SSE Group | Keadby Wind Farm | Wind | Onshore | No | Wind |  | 68 | LV | England | Yorkshire and the Humber |  | SE829126 | 481890.0 | 413515.0 | 2013
SSE Group | Strathy North | Wind | Onshore | No | Wind |  | 66 | HV | Scotland | Scotland |  | NC820598 | 281550.0 | 957550.0 | 2015
SSE Group | Dunmaglass Wind Farm | Wind | Onshore | No | Wind |  | 94.05 | HV | Scotland | Scotland |  | NH609227 | 264000.0 | 820120.0 | 2016
SSE Group | Tievenameenta Wind Farm | Wind | Onshore | No | Wind |  | 34.5 | LV | Northern Ireland | Northern Ireland |  | NV288423 | 28892.0 | 543668.0 | 2016
SSE Group | Bhlaraidh Wind Farm | Wind | Onshore | No | Wind |  | 110.4 | HV | Scotland | Scotland |  | NH369203 | 238277.0 | 816488.0 | 2017
SSE Group | Stronelairg Wind Farm | Wind | Onshore | No | Wind |  | 227.7 | HV | Scotland | Scotland |  | NH526030 | 247166.0 | 806833.0 | 2018
SSE Group | Gordonbush Ext | Wind | Onshore | No | Wind |  | 47.3 | HV | Scotland | Scotland |  | NC826113 |  |  | 2021
SSE Group and Equinor | Dogger Bank A | Wind | Offshore | No | Wind |  | 0 | HV | England | North East |  |  |  |  | 2024
Statkraft | Rheidol Hydro Scheme Gen 4 | Hydro | Natural Flow | No | Hydro |  | 1.25 | LV | Wales | Wales |  |  | 270704.12983400002 | 279283.03561399999 | 1961
Statkraft | Rheidol Hydro Scheme Gen 3 | Hydro | Natural Flow | No | Hydro |  | 20.5 | LV | Wales | Wales |  |  | 274692.23303100001 | 283465.92701300001 | 1962
Statkraft | Rheidol Hydro Scheme Gen 1 | Hydro | Natural Flow | No | Hydro |  | 13.5 | LV | Wales | Wales |  |  | 270466.35895199998 | 279169.77504799998 | 1962
Statkraft | Rheidol Hydro Scheme Gen 2 | Hydro | Natural Flow | No | Hydro |  | 20.5 | LV | Wales | Wales |  |  | 274692.23303100001 | 283465.92701300001 | 1962
Statkraft | Rheidol Hydro Scheme Gen 5 | Hydro | Natural Flow | No | Hydro |  | 0.075 | LV | Wales | Wales |  |  | 275303.156097 | 283745.93445200002 | 1963
Statkraft | Rheidol Hydro Scheme Gen 6 | Hydro | Natural Flow | No | Hydro |  | 0.05 | LV | Wales | Wales |  |  | 274692.23303100001 | 283465.92701300001 | 1963
Statkraft | Rheidol Hydro Scheme Gen 7 | Hydro | Natural Flow | No | Hydro |  | 0.1 | LV | Wales | Wales |  |  | 270704.12983400002 | 279283.03561399999 | 1985
Statkraft | Alltwalis | Wind | Onshore | No | Wind |  | 23 | HV | Wales | Wales | SA327ED |  | 246387.0 | 233404.0 | 2009
Statkraft | Baillie | Wind | Onshore | No | Wind |  | 53 | HV | Scotland | Scotland | KW147EP |  | 302550.0 | 965650.0 | 2013
Statkraft | Berry Burn | Wind | Onshore | No | Wind |  | 67 | HV | Scotland | Scotland | IV362QH |  | 311550.0 | 840550.0 | 2014
Statkraft | Andershaw | Wind | Onshore | No | Wind |  | 35 | HV | Scotland | Scotland | ML126SX |  | 283500.0 | 625500.0 | 2017
Temporis Capital | Osspower | Hydro | Natural Flow | No | Hydro |  | 1.995 | LV | Scotland | Scotland | G837DX |  | 0.0 | 0.0 | 2012
Temporis Capital | Derrydarroch | Hydro | Natural Flow | No | Hydro |  | 1.995 | LV | Scotland | Scotland | G837DX |  | 212176.0 | 775418.0 | 2015
Temporis Capital | Upper Falloch | Hydro | Natural Flow | No | Hydro |  | 0.896 | LV | Scotland | Scotland | FK208RL |  | 0.0 | 0.0 | 2015
Temporis Capital | Ransonmoor | Wind | Onshore | No | Wind |  | 17.8 | LV | England | East of England | PE150TY |  | 537950.0 | 292470.0 | 2007
Temporis Capital | Greendykeside | Wind | Onshore | No | Wind |  | 4 | LV | Scotland | Scotland | ML67TT |  | 281134.0 | 670403.0 | 2007
Temporis Capital | Craig | Wind | Onshore | No | Wind |  | 10 | HV | Scotland | Scotland | DG130NZ |  | 331995.0 | 586055.0 | 2007
Temporis Capital | Lochhead | Wind | Onshore | No | Wind |  | 6 | LV | Scotland | Scotland | ML93PP |  | 275500.0 | 646500.0 | 2009
Temporis Capital | Achairn | Wind | Onshore | No | Wind |  | 6 | LV | Scotland | Scotland | KW15SG |  | 329950.0 | 950650.0 | 2009
Temporis Capital | Muirhall | Wind | Onshore | No | Wind |  | 12.3 | LV | Scotland | Scotland | EH558LN |  | 300605.0 | 653760.0 | 2010
Temporis Capital | White Mill | Wind | Onshore | No | Wind |  | 14.35 | LV | England | East of England | PE140LX |  | 545100.0 | 301570.0 | 2012
Temporis Capital | Biggleswade | Wind | Onshore | No | Wind |  | 20 | LV | England | East of England | SG189TA |  | 521653.0 | 240193.0 | 2013
Temporis Capital | Weston | Wind | Onshore | No | Wind |  | 4 | LV | England | East of England | PE378JX |  | 609009.0 | 315326.0 | 2014
Temporis Capital | Pickenham | Wind | Onshore | No | Wind |  | 4 | LV | England | East of England | PE378JX |  | 585114.0 | 306597.0 | 2014
Temporis Capital | Eye | Wind | Onshore | No | Wind |  | 6.8 | LV | England | East of England | SG189TA |  | 613137.0 | 274854.0 | 2014
Temporis Capital | Halesworth | Wind | Onshore | No | Wind |  | 10 | LV | England | East of England | IP198NH |  | 640461.0 | 278558.0 | 2015
Temporis Capital | Craig 2 | Wind | Onshore | No | Wind |  | 4.7 | HV | Scotland | Scotland | DG130NZ |  | 333264.0 | 587956.0 | 2017
Temporis Capital | Dunsland Cross | Wind | Onshore | No | Wind |  | 6.15 | LV | England | South West | EX227AW |  | 242041.0 | 107244.0 | 2017
Temporis Capital | Newark | Wind | Onshore | No | Wind |  | 6 | LV | England | East Midlands | NG243SD |  | 479589.0 | 350765.0 | 2017
Temporis Capital | Blackcraig | Wind | Onshore | No | Wind |  | 52.9 | HV | Scotland | Scotland | DG73DZ |  | 270500.0 | 582500.0 | 2018
Temporis Capital | Tullymurdoch | Wind | Onshore | No | Wind |  | 14.4 | LV | Scotland | Scotland | PH118LH |  | 319575.0 | 752228.0 | 2018
The Banks Group | Hazlehead Wind Farm | Wind | Onshore | No | Wind |  | 6.15 | LV | England | Yorkshire and the Humber | HD92TR |  |  |  | 2011
The Banks Group | Marr Wind Farm | Wind | Onshore | No | Wind |  | 8.2 | LV | England | Yorkshire and the Humber | DN57AZ |  |  |  | 2012
The Banks Group | Armistead Wind Farm | Wind | Onshore | No | Wind |  | 12.3 | LV | England | North West | LA80HT |  |  |  | 2013
The Banks Group | Penny Hill Wind Farm | Wind | Onshore | No | Wind |  | 20.4 | LV | England | Yorkshire and the Humber | S669BH |  |  |  | 2013
The Banks Group | Heysham South Wind Farm | Wind | Onshore | No | Wind |  | 7.5 | LV | England | North West | LA33ES |  |  |  | 2015
The Banks Group | Hook Moor Wind Farm | Wind | Onshore | No | Wind |  | 10 | LV | England | Yorkshire and the Humber | LS253EB |  |  |  | 2016
The Banks Group | Lambs Hill Wind Farm | Wind | Onshore | No | Wind |  | 8 | LV | England | North East | TS211LX |  |  |  | 2017
The Banks Group | Moor House Wind Farm | Wind | Onshore | No | Wind |  | 12 | LV | England | North East | DL21SN |  |  |  | 2018
The Banks Group | Middle Muir Wind Farm | Wind | Onshore | No | Wind |  | 51 | HV | Scotland | Scotland | ML126SZ |  | 288964.0 | 625283.0 | 2018
The Banks Group | Kype Muir Wind Farm | Wind | Onshore | No | Wind |  | 88.4 | HV | Scotland | Scotland | ML106RE |  | 268129.0 | 640258.0 | 2019
The Banks Group | Kype Extension Wind Farm | Wind | Onshore | No | Wind |  | 67.2 |  | Scotland | Scotland | ML10 6RE |  |  |  | 2024
UK Transition Limited | West Burton CCGT | Fossil Fuel | CCGT | No | Natural Gas |  | 1332 | HV | England | East Midlands | DN229BL |  | 479368.0 | 384538.0 | 2013
Uniper UK | Ratcliffe (Steam) | Fossil Fuel | Conventional steam | No | Coal |  | 2021 | HV | England | East Midlands | NG110EE |  | 449969.0 | 327738.0 | 1967
Uniper UK | Killingholme | Fossil Fuel | Single cycle | No | Natural Gas |  | 600 | HV | England | Yorkshire and the Humber | DN403LU |  | 516717.0 | 419816.0 | 1992
Uniper UK | Connahs Quay | Fossil Fuel | CCGT | No | Sour Gas |  | 1380 | HV | Wales | Wales | CH54BP |  | 328878.0 | 368331.0 | 1996
Uniper UK | Cottam Development Centre | Fossil Fuel | CCGT | No | Natural Gas |  | 445 | HV | England | East Midlands | DN220TF |  | 470307.0 | 378332.0 | 1998
Uniper UK | Enfield | Fossil Fuel | CCGT | No | Natural Gas |  | 408 | HV | England | London | EN37PL |  | 532446.0 | 190691.0 | 1999
Uniper UK | Grain | Fossil Fuel | CCGT | Yes | Natural Gas |  | 1365 | HV | England | South East | ME30AR |  | 588672.0 | 172826.0 | 2011
Uniper UK | Ratcliffe (OCGT) | Fossil Fuel | Single cycle | No | Diesel/Gas Oil |  | 34 | HV | England | East Midlands | NG110EE |  | 449969.0 | 327738.0 | 1967
Uniper UK | Taylors Lane | Fossil Fuel | Single cycle | No | Diesel/Gas Oil |  | 144 | HV | England | London | NW108JP |  | 524680.0 | 195111.0 | 1979
Uniper UK | Grain (OCGT) | Fossil Fuel | Single cycle | No | Diesel/Gas Oil |  | 50 | HV | England | South East | ME30AR |  | 0.0 | 0.0 | 2011
Vattenfall | Kentish Flats | Wind | Offshore | No | Wind |  | 90 | LV | England | South East |  |  | 615015.0 | 178055.0 | 2005
Vattenfall | Thanet | Wind | Offshore | No | Wind |  | 300 | HV | England | South East |  |  | 652658.0 | 176367.0 | 2010
Vattenfall | Ormonde | Wind | Offshore | No | Wind |  | 150 | HV | England | North West |  |  | 306000.0 | 466842.0 | 2011
Vattenfall | Kentish Flats Extension | Wind | Offshore | No | Wind |  | 49.5 | LV | England | South East |  |  | 615377.0 | 175526.0 | 2015
Vattenfall | Aberdeen | Wind | Offshore | No | Wind |  | 96.8 | HV | Scotland | Scotland |  |  | 395748.0 | 814283.0 | 2018
Vattenfall | Edinbane | Wind | Onshore | No | Wind |  | 41.4 | HV | Scotland | Scotland |  |  | 134353.0 | 850769.0 | 2009
Vattenfall | Swinford | Wind | Onshore | No | Wind |  | 22 | LV | England | East Midlands |  |  | 456804.0 | 279647.0 | 2012
Vattenfall | Clashindarroch | Wind | Onshore | No | Wind |  | 36.9 | HV | Scotland | Scotland |  |  | 348214.0 | 839951.0 | 2015
Vattenfall | Pen Y Cymoedd | Wind | Onshore | No | Wind |  | 228 | HV | Wales | Wales |  |  | 292879.0 | 199365.0 | 2016
Vattenfall | Ray | Wind | Onshore | No | Wind |  | 54.4 | LV | England | North East |  |  | 395550.0 | 587550.0 | 2017
Venitent Energy Services | Kirkby Moor | Wind | Onshore | No | Wind |  | 4.8 | LV | England | North West | LA177UN |  | 326111.0 | 485242.0 | 1993
Venitent Energy Services | Taff Ely | Wind | Onshore | No | Wind |  | 9 | LV | Wales | Wales | CF398DJ |  | 297000.0 | 186000.0 | 1993
Venitent Energy Services | Bryn Titli | Wind | Onshore | No | Wind |  | 9.9 | LV | Wales | Wales | SY186RX |  | 293500.0 | 275500.0 | 1994
Venitent Energy Services | Trysglwyn | Wind | Onshore | No | Wind |  | 5.6 | LV | Wales | Wales | LL689RF |  | 244000.0 | 389000.0 | 1996
Venitent Energy Services | Carno | Wind | Onshore | No | Wind |  | 33.6 | LV | Wales | Wales | SY175JT |  | 291053.0 | 295836.0 | 1996
Venitent Energy Services | Rheidol | Wind | Onshore | No | Wind |  | 2.4 | LV | Wales | Wales | SY233N |  | 272400.0 | 280500.0 | 1997
Venitent Energy Services | Llyn Alaw | Wind | Onshore | No | Wind |  | 20.4 | LV | Wales | Wales | LL680TB |  | 236000.0 | 387000.0 | 1997
Venitent Energy Services | Novar | Wind | Onshore | No | Wind |  | 17 | LV | Scotland | Scotland | IV170XJ |  | 255500.0 | 871000.0 | 1997
Venitent Energy Services | Mynydd Gorddu | Wind | Onshore | No | Wind |  | 10.2 | LV | Wales | Wales | SY245DP |  | 266200.0 | 287200.0 | 1998
Venitent Energy Services | Beinn Ghlas | Wind | Onshore | No | Wind |  | 8.4 | LV | Scotland | Scotland | PA351HY |  | 196500.0 | 726000.0 | 1999
Venitent Energy Services | Lambrigg | Wind | Onshore | No | Wind |  | 6.5 | LV | England | North West | LA80AP |  | 358800.0 | 493600.0 | 2000
Venitent Energy Services | Bears Down | Wind | Onshore | No | Wind |  | 9.6 | LV | England | South West | TR84RJ |  | 190360.0 | 67560.0 | 2001
Venitent Energy Services | Tow Law | Wind | Onshore | No | Wind |  | 2.31 | LV | England | North East | DL134DE |  | 411500.0 | 541000.0 | 2001
Venitent Energy Services | Ardrossan | Wind | Onshore | No | Wind |  | 30 | LV | Scotland | Scotland | KA227NU |  | 223500.0 | 642500.0 | 2004
Venitent Energy Services | Causeymire | Wind | Onshore | No | Wind |  | 48.3 | HV | Scotland | Scotland | KW15XR |  | 312000.0 | 950000.0 | 2005
Venitent Energy Services | Mynydd Clogau | Wind | Onshore | No | Wind |  | 14.45 | LV | Wales | Wales | SY163DQ |  | 303300.0 | 298800.0 | 2006
Venitent Energy Services | Farr | Wind | Onshore | No | Wind |  | 92 | HV | Scotland | Scotland | IV137ZA |  | 273500.0 | 829000.0 | 2006
Venitent Energy Services | Ffynnon Oer | Wind | Onshore | No | Wind |  | 32 | LV | Wales | Wales | SA133LG |  | 285500.0 | 205500.0 | 2006
Venitent Energy Services | Minsca | Wind | Onshore | No | Wind |  | 36.8 | HV | Scotland | Scotland | DG112QE |  | 313821.0 | 581690.0 | 2008
Venitent Energy Services | Dalswinton | Wind | Onshore | No | Wind |  | 30 | HV | Scotland | Scotland | DG20YB |  | 295000.0 | 589000.0 | 2008
Venitent Energy Services | Lissett Airfield | Wind | Onshore | No | Wind |  | 30 | LV | England | Yorkshire and the Humber | YO258PZ |  | 512263.0 | 458139.0 | 2009
Venitent Energy Services | Hill of Fiddes | Wind | Onshore | No | Wind |  | 6.9 | LV | Scotland | Scotland | AB416QR |  | 393495.0 | 824485.0 | 2010
Venitent Energy Services | Low Spinney | Wind | Onshore | No | Wind |  | 8.2 | LV | England | East Midlands | LE175NB |  | 455816.0 | 289705.0 | 2011
Venitent Energy Services | Glenkerie | Wind | Onshore | No | Wind |  | 22 | LV | Scotland | Scotland | ML126QL |  | 310453.0 | 628117.0 | 2012
Venitent Energy Services | Seamer | Wind | Onshore | No | Wind |  | 10.25 | LV | England | North East | TS159JH |  | 448125.0 | 511235.0 | 2012
Venitent Energy Services | Blackstone Edge | Wind | Onshore | No | Wind |  | 7.5 | LV | England | Yorkshire and the Humber | S369PA |  | 419565.0 | 405226.0 | 2013
Venitent Energy Services | Gordonstown Hill | Wind | Onshore | No | Wind |  | 12.5 | LV | Scotland | Scotland | AB538LH |  | 371136.0 | 841396.0 | 2013
Venitent Energy Services | Westfield | Wind | Onshore | No | Wind |  | 10 | LV | Scotland | Scotland | KY50HJ |  | 319640.0 | 695487.0 | 2013
Venitent Energy Services | Wingates | Wind | Onshore | No | Wind |  | 15 | LV | England | North East | NE658RW |  | 413034.0 | 597920.0 | 2013
Venitent Energy Services | Tedder Hill | Wind | Onshore | No | Wind |  | 7.5 | LV | England | Yorkshire and the Humber | HU192BY |  | 530221.0 | 430242.0 | 2013
Venitent Energy Services | A'Chruach | Wind | Onshore | No | Wind |  | 42.6 | HV | Scotland | Scotland | PA318BA |  | 197742.0 | 696597.0 | 2016
Venitent Energy Services | North Steads | Wind | Onshore | No | Wind |  | 18.45 | LV | England | North East | NE615BB |  | 425478.0 | 597629.0 | 2016
Venitent Energy Services | Sisters | Wind | Onshore | No | Wind |  | 8.2 | LV | England | North East | NE615ED |  | 425476.0 | 595602.0 | 2016
Venitent Energy Services | Galawhistle | Wind | Onshore | No | Wind |  | 66 | HV | Scotland | Scotland | ML110SJ |  | 275443.0 | 629080.0 | 2017
Veolia | SELCHP | Bioenergy | Bioenergy | Yes | MSW |  | 35 | LV | England | London |  |  | 535605.0 | 178129.0 | 1994
Viridor Waste Management | Runcorn Energy from Waste | Bioenergy | Bioenergy | No | MSW |  | 91 | LV | England | North West |  |  | 349985.0 | 381240.0 | 2014
Vitol | Rye House | Fossil Fuel | CCGT | No | Natural Gas |  | 715 | HV | England | East of England | EN110RF |  | 538365.0 | 209811.0 | 1993
Vitol | Damhead Creek | Fossil Fuel | CCGT | No | Natural Gas |  | 805 | HV | England | South East | ME39TX |  | 581973.0 | 173211.0 | 2000
Vitol | Shoreham | Fossil Fuel | CCGT | No | Natural Gas |  | 420 | LV | England | South East | BN411WF |  | 521488.0 | 105110.0 | 2000
Vitol | Blackburn | Fossil Fuel | CCGT | No | Natural Gas |  | 60 | LV | England | London | BB25HX |  | 364659.0 | 424755.0 | 2002
Vitol | VPI | Fossil Fuel | CCGT | Yes | Natural Gas |  | 1268 | HV | England | Yorkshire and the Humber | DN403DZ |  | 518189.0 | 412390.0 | 2004
Wise Energy Limited | Wyld Meadow Farm Solar Park | Solar | PV | No | Solar |  | 4.8384 | LV | England | South West |  |  | 334144.0 | 98155.0 | 2012
Wise Energy Limited | Chilton Cantelo Solar park | Solar | PV | No | Solar |  | 4.997 | LV | England | South West |  |  | 357797.0 | 121851.0 | 2012
Wise Energy Limited | Crossways Solar Park | Solar | PV | No | Solar |  | 4.997 | LV | England | South West |  |  | 377476.0 | 88548.0 | 2012
Wise Energy Limited | Knockworthy Farm Solar Park | Solar | PV | No | Solar |  | 4.6452 | LV | England | South West |  |  | 251121.0 | 122799.0 | 2013
Wise Energy Limited | Raglington Farm Solar Park | Solar | PV | No | Solar |  | 5.733 | LV | England | South East |  |  | 454062.0 | 113445.0 | 2013
Wise Energy Limited | Blenches Mill Solar Park | Solar | PV | No | Solar |  | 6.0788 | LV | England | South West |  |  | 386848.0 | 152850.0 | 2014
Wise Energy Limited | Hook Valley Solar Park | Solar | PV | No | Solar |  | 15.3 | LV | England | East of England |  |  | 610859.0 | 251069.0 | 2014
Wise Energy Limited | Whitley (Ashcott Farm) Solar Park | Solar | PV | No | Solar |  | 7.5702 | LV | England | South West |  |  | 344449.0 | 137081.0 | 2014
Wise Energy Limited | Burcroft Solar Parks | Solar | PV | No | Solar |  | 12.669 | LV | England | South West |  |  | 300442.0 | 97423.0 | 2014
WPO UK Services | Grange | Solar | PV | No | Solar |  | 14 | LV | England | East Midlands |  | TF3932618855 | 545055.0 | 318754.0 | 2013
WPO UK Services | Newnham | Solar | PV | No | Solar |  | 11.638 | LV | England | South West |  | SX5607658771 |  |  | 2015
WPO UK Services | Combermere | Solar | PV | No | Solar |  | 13.97 | LV | England | North West |  | SJ6003644925 |  |  | 2015
WPO UK Services | Bake Farm | Solar | PV | No | Solar |  | 4.9993 | LV | England | South West |  | SX3264958430 | 233036.0 | 58842.0 | 2015
WPO UK Services | Robert's Wall | Solar | PV | No | Solar |  | 2.56 | LV | Wales | Wales |  | SN1001400495 |  |  | 2015
WPO UK Services | Clapham | Solar | PV | No | Solar |  | 4.98 | LV | England | East of England |  | TL0371454289 |  |  | 2015
WPO UK Services | Somersall | Solar | PV | No | Solar |  | 2.56 | LV | England | East Midlands |  | SK1320934074 |  |  | 2015
WPO UK Services | Box Road | Solar | PV | No | Solar |  | 1.903 | LV | England | South West |  | SO7520502233 |  |  | 2016
WPO UK Services | Lains Farm | Solar | PV | No | Solar |  | 4.54 | LV | England | South East |  | SU2792344625 |  |  | 2016
WPO UK Services | Caldecote | Solar | PV | No | Solar |  | 4.977 | LV | England | East of England |  | TL2072157273 |  |  | 2016
WPO UK Services | Kirton | Solar | PV | No | Solar |  | 3.51 | LV | England | East Midlands |  | TF2760238140 |  |  | 2016
WPO UK Services | Rosedew | Solar | PV | No | Solar |  | 4.98 | LV | Wales | Wales |  | SS9126567595 |  |  | 2016
WPO UK Services | Asfordby B | Solar | PV | No | Solar |  | 4.98 | LV | England | East Midlands |  | SK7184120877 |  |  | 2016
WPO UK Services | Ashby | Solar | PV | No | Solar |  | 4.7991 | LV | England | East Midlands |  | SK3432917585 | 434525.0 | 317774.0 | 2016
WPO UK Services | Kelly Green | Solar | PV | No | Solar |  | 4.98 | LV | England | South West |  | SX0496075550 |  |  | 2016
WPO UK Services | Asfordby A | Solar | PV | No | Solar |  | 4.91 | LV | England | East Midlands |  | SK7184120877 |  |  | 2016
WPO UK Services | Far Danes | Solar | PV | No | Solar |  | 11.7 | LV | England | East Midlands |  | SK8642581821 |  |  | 2016
WPO UK Services | Crumlin | Solar | PV | No | Solar |  | 4.55 | LV | Wales | Wales |  | ST2032097981 |  |  | 2016
WPO UK Services | Caergarw | Solar | PV | No | Solar |  | 4.934 | LV | Wales | Wales |  | SS8105383495 |  |  | 2017
WPO UK Services | Moor Farm | Solar | PV | No | Solar |  | 3.73 | LV | England | West Midlands |  | SJ4168023332 |  |  | 2017
WPO UK Services | Magazine | Solar | PV | No | Solar |  | 3.449 | LV | England | West Midlands |  | SP2837497084 |  |  | 2017
WPO UK Services | Nailstone | Solar | PV | No | Solar |  | 4.9755 | LV | England | East Midlands |  | SK4312408016 |  |  | 2017
WPO UK Services | Haverigg III | Wind | Onshore | No | Wind |  | 3.4 | HV | England | North West |  | SD1393279392 | 313300.0 | 479100.0 | 2005
WPO UK Services | Dummuies | Wind | Onshore | No | Wind |  | 12.25 | LV | Scotland | Scotland |  | NJ5635836050 |  |  | 2007
WPO UK Services | PoL | Wind | Onshore | No | Wind |  | 10 | HV | England | North West |  | SJ3303294659 | 333356.0 | 395230.0 | 2008
WPO UK Services | FMC Dunfermline | Wind | Onshore | No | Wind |  | 1.5 | HV | Scotland | Scotland |  | NT1017885549 | 310010.0 | 685787.0 | 2012
WPO UK Services | Lairg | Wind | Onshore | No | Wind |  | 7.5 | LV | Scotland | Scotland |  | NC6098003860 | 261293.0 | 903916.0 | 2012
WPO UK Services | Eye | Wind | Onshore | No | Wind |  | 5 | HV | England | East of England |  | TM1308575398 | 613107.0 | 275558.0 | 2013
WPO UK Services | AOE | Wind | Onshore | No | Wind |  | 11.5 | HV | Scotland | Scotland |  | NS5802548945 | 257717.0 | 648148.0 | 2014
WPO UK Services | Greenvale March | Wind | Onshore | No | Wind |  | 1.5 | HV | England | East of England |  | TL3551493287 | 535656.0 | 293166.0 | 2014
WPO UK Services | Altaveedan | Wind | Onshore | No | Wind |  | 18 | HV | Northern Ireland | Northern Ireland |  | NW2793786653 | 126801.0 | 584314.0 | 2016
WPO UK Services | Airies | Wind | Onshore | No | Wind |  | 39.9 | HV | Scotland | Scotland |  | NX2662767127 | 226000.0 | 568000.0 | 2017
WPO UK Services | Burton Wold | Wind | Onshore | No | Wind |  | 20 | LV | England | East Midlands |  | SP 91204 74882 |  |  | 2014
WPO UK Services | Slieve Rushen | Wind | Onshore | No | Wind |  | 54 |  | Northern Ireland | Northern Ireland |  | SA 37620 86730 |  |  | 2008
WPO UK Services | Garves | Wind | Onshore | No | Wind |  | 15 |  | Northern Ireland | Northern Ireland |  | NW 15696 78785 |  |  | 2009
WPO UK Services | Winscales Moor | Wind | Onshore | No | Wind |  | 5.95 |  | England | North West |  | NY 03390 26409 |  |  | 2009
WPO UK Services | Pates Hill | Wind | Onshore | No | Wind |  | 14 |  | Scotland | Scotland |  | NT 00099 59791 |  |  | 2010
WPO UK Services | Milton Keynes | Wind | Onshore | No | Wind |  | 14 |  | England | East Midlands |  | SP 90513 49351 |  |  | 2010
WPO UK Services | Quixwood Moor | Wind | Onshore | No | Wind |  | 26.65 |  | Scotland | Scotland |  | NT 76067 64408 |  |  | 2017
WPO UK Services | Twin Rivers | Wind | Onshore | No | Wind |  | 28.7 |  | England | East Midlands |  | SE 79584 35504 |  |  | 2016
WPO UK Services | Ora More | Wind | Onshore | No | Wind |  | 15 |  | Northern Ireland | Northern Ireland |  | NV 17675 09223 |  |  | 2017
XceCo | Inner Dowsing Wind Farm | Wind | Offshore | No | Wind |  | 97.2 | HV | England | East Midlands |  | TF536655 | 563561.0 | 368447.0 | 2008
XceCo | Lynn Wind Farm | Wind | Offshore | No | Wind |  | 97.2 | HV | England | East Midlands |  | TF536655 | 564095.0 | 362638.0 | 2008

## DUKES 2023
Table 5.11 List of major power producer power stations in the United Kingdom operational at the end of May 2023 [note 1]
This worksheet contains one table
Some cells refer to notes which can be found on the notes worksheet
Freeze panes are active on this sheet, to turn off freeze panes select the 'view' then 'freeze panes' then 'unfreeze panes' or use [Alt W, F]
This table contains empty cells, empty cells indicate data not applicable
Company Name [note 30] | Site Name | Technology | Type | CHP | Primary Fuel | Secondary Fuel | InstalledCapacity (MW) | Grid Connection Type | Country | Region | Postcode | OS Reference | X-Coordinate | Y-Coordinate | Year Commissioned
Anesco | Puriton | Solar | PV | No | Solar |  | 4.5677 | LV | England | South West | TA64TG |  | 332462.0 | 142273.0 | 2011
Anesco | Slepe Farm | Solar | PV | No | Solar |  | 0.4984 | LV | England | South West | BH166HS |  | 392991.0 | 93161.0 | 2011
Anesco | Bourne Park | Solar | PV | No | Solar |  | 0.2484 | LV | England | South West | DT27TU |  | 372107.0 | 97577.0 | 2012
Anesco | Owls Lodge | Solar | PV | No | Solar |  | 10.0046 | LV | England | South East | SP116PL |  | 443869.0 | 142971.0 | 2013
Anesco | Shelswell | Solar | PV | No | Solar |  | 5.0633 | LV | England | South East | OX278EH |  | 460822.0 | 230982.0 | 2013
Anesco | Skylark | Solar | PV | No | Solar |  | 4.9389 | LV | England | East of England | CB232SZ |  | 531754.0 | 257635.0 | 2013
Anesco | Halse Solar Farm | Solar | PV | No | Solar |  | 8.3405 | LV | England | South West | TA43LY |  |  |  | 2013
Anesco | Jordanston Solar Farm | Solar | PV | No | Solar |  | 4.631 | LV | Wales | Wales | SA708NQ |  |  |  | 2013
Anesco | Horsacott Solar Farm | Solar | PV | No | Solar |  | 6.54 | LV | England | South West | EX312PD |  |  |  | 2013
Anesco | Sandys Moor | Solar | PV | No | Solar |  | 2.9 | LV | England | South West | TA42LY |  | 308509.0 | 127381.0 | 2013
Anesco | East Farm | Solar | PV | No | Solar |  | 6.843 | LV | England | South West | BA120PG |  | 398727.0 | 142115.0 | 2013
Anesco | Broxted | Solar | PV | No | Solar |  | 31.59 | LV | England | East of England |  | TQ637458 | 572387.0 | 251110.0 | 2013
Anesco | Huntingdon | Solar | PV | No | Solar |  | 10.204 | LV | England | East of England | PE285YJ |  | 520021.0 | 281612.0 | 2014
Anesco | Blackdown | Solar | PV | No | Solar |  | 7.454 | LV | England | South West | TA37DY |  | 320819.0 | 114679.0 | 2014
Anesco | Mendip | Solar | PV | No | Solar |  | 7.175 | LV | England | South West | BA53AA |  | 359176.0 | 151234.0 | 2014
Anesco | Newnton Dairy | Solar | PV | No | Solar |  | 7.176 | LV | England | South West | SN169SR |  | 392277.0 | 191968.0 | 2014
Anesco | Whitchurch | Solar | PV | No | Solar |  | 6.52 | LV | England | South West | BA34DW |  | 363439.0 | 153553.0 | 2014
Anesco | Watchfield Solar Farm | Solar | PV | No | Solar |  | 10.6998 | LV | England | South West | TA94LD |  | 334135.0 | 147772.0 | 2014
Anesco | Eynsham Solar Farm | Solar | PV | No | Solar |  | 13.452 | LV | England | South East | OX296XD |  | 439658.0 | 210754.0 | 2014
Anesco | Steventon | Solar | PV | No | Solar |  | 10.0392 | LV | England | South East | OX136AP |  | 444299.0 | 192928.0 | 2014
Anesco | Anglesey | Solar | PV | No | Solar |  | 14.9261 | LV | Wales | Wales | LL635SZ |  | 238717.0 | 367342.0 | 2014
Anesco | Welbeck | Solar | PV | No | Solar |  | 11.2608 | LV | England | East Midlands | NG209PU |  | 457669.0 | 369999.0 | 2014
Anesco | Salcey Farm | Solar | PV | No | Solar |  | 5.4616 | LV | England | South East | MK168LP |  | 485184.0 | 250544.0 | 2014
Anesco | Bulls Head North | Solar | PV | No | Solar |  | 5.513 | LV | England | East Midlands | MK168LP |  | 481460.0 | 251327.0 | 2014
Anesco | Bilsthorpe | Solar | PV | No | Solar |  | 5.7408 | LV | England | East Midlands | NG228ST |  | 465147.0 | 361625.0 | 2014
Anesco | Tope Farm | Solar | PV | No | Solar |  | 3.312 | LV | England | South West | TQ97DR |  | 283048.0 | 52733.0 | 2014
Anesco | Horam Solar Park | Solar | PV | No | Solar |  | 2.571 | LV | England | South East | TN210JN |  | 556616.0 | 115760.0 | 2015
Anesco | Pierces Farm | Solar | PV | No | Solar |  | 1.7431 | LV | England | South East | RG71LY |  | 468119.0 | 167296.0 | 2015
Anesco | Culworth | Solar | PV | No | Solar |  | 3.6364 | LV | England | East Midlands | OX172HW |  | 454564.0 | 245985.0 | 2015
Anesco | Abergelli | Solar | PV | No | Solar |  | 7.6822 | LV | Wales | Wales | SA57NN |  | 265507.0 | 202009.0 | 2015
Anesco | Gedling | Solar | PV | No | Solar |  | 5.7408 | LV | England | East Midlands | NG44JX |  | 461655.0 | 344045.0 | 2015
Anesco | Hadlow Place | Solar | PV | No | Solar |  | 18.9218 | LV | England | South East | CB89YD |  | 562879.0 | 145736.0 | 2015
Anesco | Higher Bye | Solar | PV | No | Solar |  | 6.7906 | LV | England | South West | TA230JT |  | 305042.0 | 142360.0 | 2015
Anesco | Trickey Warren | Solar | PV | No | Solar |  | 4.632 | LV | England | South West | TA37DY |  | 320109.0 | 114779.0 | 2015
Anesco | Cotgrave | Solar | PV | No | Solar |  | 4.9833 | LV | England | East Midlands | NG123GU |  | 463974.0 | 336042.0 | 2015
Anesco | Pen-Y-Cae | Solar | PV | No | Solar |  | 6.7623 | LV | Wales | Wales | SA183BJ |  | 260143.0 | 211806.0 | 2015
Anesco | Radcliffe | Solar | PV | No | Solar |  | 4.1574 | LV | England | East Midlands | NG122LT |  | 463038.0 | 338202.0 | 2015
Anesco | Askern | Solar | PV | No | Solar |  | 4.9737 | LV | England | Yorkshire and the Humber | DN60BZ |  | 455441.0 | 413876.0 | 2015
Anesco | Lodge Farm | Solar | PV | No | Solar |  | 4.8797 | LV | England | East Midlands | S445TE |  | 441566.0 | 370954.0 | 2015
Anesco | Oak Cottage | Solar | PV | No | Solar |  | 4.8672 | LV | Wales | Wales | SA624PR |  | 202839.0 | 217801.0 | 2015
Anesco | Playters | Solar | PV | No | Solar |  | 8.6295 | LV | England | East of England | NR347TN |  | 644257.0 | 287733.0 | 2015
Anesco | Barton Close | Solar | PV | No | Solar |  | 4.6103 | LV | England | South West |  | SY651810 | 247374.0 | 141403.0 | 2015
Anesco | Yarburgh | Solar | PV | No | Solar |  | 8.0861 | LV | England | East Midlands | LN11ONU |  | 534300.0 | 391971.0 | 2015
Anesco | Brookbarn | Solar | PV | No | Solar |  | 3.63 | LV | England | South East | BN177PE |  | 500000.0 | 102000.0 | 2015
Anesco | Portworthy | Solar | PV | No | Solar |  | 4.0239 | LV | England | South West | PL75JP |  | 256878.0 | 60850.0 | 2015
Anesco | Shalfleet | Solar | PV | No | Solar |  | 4.996 | LV | England | South East | PO410TZ |  | 440587.0 | 88605.0 | 2015
Anesco | Grantham | Solar | PV | No | Solar |  | 4.8787 | LV | England | East Midlands |  | SU508503 | 507000.0 | 392000.0 | 2015
Anesco | Overton | Solar | PV | No | Solar |  | 3.7523 | LV | England | South East |  | TF459067 | 450500.0 | 150500.0 | 2015
Anesco | Guynd | Solar | PV | No | Solar |  | 4.9878 | LV | Scotland | Scotland |  | SK880386 | 356230.0 | 742772.0 | 2015
Anesco | Wisbech | Solar | PV | No | Solar |  | 3.4047 | LV | England | East of England |  | NO633470 | 546000.0 | 307000.0 | 2015
Anesco | Newlands | Solar | PV | No | Solar |  | 4.9993 | LV | England | South West |  | SU115278 | 365099.0 | 81019.0 | 2015
Anesco | Homestead | Solar | PV | No | Solar |  | 3.9535 | LV | England | South East | PO410TZ |  | 439433.0 | 88404.0 | 2015
Anesco | Rainbow | Solar | PV | No | Solar |  | 4.7907 | LV | England | South West | TA64TG |  | 331238.0 | 141809.0 | 2015
Anesco | Hale | Solar | PV | No | Solar |  | 3.599 | LV | England | South West | BH236BB |  | 409997.0 | 97268.0 | 2015
Anesco | Woodtown | Solar | PV | No | Solar |  | 2.7194 | LV | England | South West | BH228SW |  | 409156.0 | 97807.0 | 2015
Anesco | Bake Farm | Solar | PV | No | Solar |  | 4.9993 | LV | Scotland | Scotland |  | NO564429 | 233036.0 | 58842.0 | 2015
Anesco | Salford Lodge Solar Farm | Solar | PV | No | Solar |  | 4.9962 | LV | England | West Midlands | WR118SN |  |  |  | 2015
Anesco | Bourne Park 2 | Solar | PV | No | Solar |  | 2.3997 | LV | England | South West | DT27TU |  | 372234.0 | 97408.0 | 2015
Anesco | Radford | Solar | PV | No | Solar |  | 4.9735 | LV | England | West Midlands | CV311XJ |  | 435175.0 | 261988.0 | 2015
Anesco | Coleford Pingry Solar Farm | Solar | PV | No | Solar |  | 3.4027 | LV | England | South West | GL168QD |  |  |  | 2016
Anesco | Milkwall Solar Farm | Solar | PV | No | Solar |  | 3.5006 | LV | England | South West | GL168QD |  |  |  | 2016
Anesco | Sheepbridge | Solar | PV | No | Solar |  | 5 | LV | England | South East | RG71PX |  |  |  | 2016
Anesco | Lindridge | Solar | PV | No | Solar |  | 4.9241 | LV | England | East Midlands | LE99FD |  |  |  | 2016
Anesco | Lee Moor | Solar | PV | No | Solar |  | 4.9873 | LV | England | South West | PL75JP |  | 256033.0 | 60850.0 | 2016
Anesco | Oakham | Solar | PV | No | Solar |  | 4.6396 | LV | England | South West | BS324BS |  | 359684.0 | 183393.0 | 2016
Anesco | The Beeches | Solar | PV | No | Solar |  | 4.9998 | LV | England | West Midlands | CV379RG |  | 414445.0 | 254098.0 | 2016
Anesco | East Appleton | Solar | PV | No | Solar |  | 4.9795 | LV | England | Yorkshire and the Humber | DL107QE |  | 423660.0 | 495768.0 | 2016
Anesco | Fell View | Solar | PV | No | Solar |  | 4.2588 | LV | England | North West | PR25SD |  | 358322.0 | 433776.0 | 2016
Anesco | Grimsargh | Solar | PV | No | Solar |  | 2.9156 | LV | England | North West | PR25SD |  | 358322.0 | 433776.0 | 2016
Anesco | Sheep Shed | Solar | PV | No | Solar |  | 4.9858 | LV | England | West Midlands | CV379RG |  | 415469.0 | 255805.0 | 2016
Anesco | Stripe | Solar | PV | No | Solar |  | 4.9795 | LV | England | Yorkshire and the Humber | DL107PW |  | 419640.0 | 502487.0 | 2016
Anesco | The Rushes | Solar | PV | No | Solar |  | 4.9795 | LV | England | West Midlands | CV379RG |  | 416507.0 | 255215.0 | 2016
Anesco | Wymeswold | Solar | PV | No | Solar |  | 2.1278 | LV | England | East Midlands | LE126UA |  | 460007.0 | 323259.0 | 2016
Anesco | Kinblethmont | Solar | PV | No | Solar |  | 4.9993 | LV | Scotland | Scotland |  | ST576232 | 363182.0 | 746857.0 | 2016
Anesco | Oxcroft | Solar | PV | No | Solar |  | 4.1897 | LV | England | East Midlands | S446AG |  | 446492.0 | 374323.0 | 2016
Anesco | Berry Court | Solar | PV | No | Solar |  | 3.9203 | LV | England | South East | RG265AT |  | 461938.0 | 159221.0 | 2016
Anesco | Stud Farm | Solar | PV | No | Solar |  | 2.3681 | LV | England | East Midlands | NG228SX |  | 464448.0 | 361853.0 | 2016
Anesco | Brookside | Solar | PV | No | Solar |  | 4.9974 | LV | England | West Midlands | CV379RG |  | 414476.0 | 254127.0 | 2016
Anesco | The Leys | Solar | PV | No | Solar |  | 4.9795 | LV | England | West Midlands | CV379RG |  | 415118.0 | 253833.0 | 2016
Anesco | Troughton | Solar | PV | No | Solar |  | 30.866 | LV | England | South West | GL207BW |  |  |  | 2016
Anesco | Waycock | Solar | PV | No | Solar |  | 7.3568 | LV | Wales | Wales | CF623AA |  |  |  | 2016
Anesco | Misson Park | Solar | PV | No | Solar |  | 4.9896 | LV | England | East Midlands | DN106DP |  |  |  | 2016
Anesco | Crow Trees Solar Farm | Solar | PV | No | Solar |  | 4.6931 | LV | England | East Midlands | NG171JF |  |  |  | 2016
Anesco | Southfield | Solar | PV | No | Solar |  | 9.7614 | LV | England | South West | CT67DZ |  | 357089.0 | 124014.0 | 2016
Anesco | Hermitage | Solar | PV | No | Solar |  | 4.9988 | LV | England | East of England | MK455JD |  | 503595.0 | 232813.0 | 2016
Anesco | Brook Hall | Solar | PV | No | Solar |  | 4.6738 | LV | England | South West | BA149PT |  | 385169.0 | 153475.0 | 2016
Anesco | Wymeswold - Wide Lane | Solar | PV | No | Solar |  | 4.2796 | LV | England | East Midlands | LE126SE |  | 463380.0 | 323140.0 | 2016
Anesco | Abbey Fields Solar Farm | Solar | PV | No | Solar |  | 4.9421 | LV | England | South East | ME108HD |  |  |  | 2016
Anesco | Warren | Solar | PV | No | Solar |  | 4.9889 | LV | England | South East | SO519AG |  | 437906.0 | 121342.0 | 2016
Anesco | Hungerford | Solar | PV | No | Solar |  | 4.4743 | LV | England | South East | RG278SW |  | 478178.0 | 153997.0 | 2016
Anesco | Blue House | Solar | PV | No | Solar |  | 4.9795 | LV | England | North East | TS225PW |  | 446965.0 | 526727.0 | 2016
Anesco | Low Burntoft | Solar | PV | No | Solar |  | 4.9982 | LV | England | North East | TS225PD |  | 445706.0 | 527911.0 | 2016
Anesco | Lucern | Solar | PV | No | Solar |  | 4.74 | LV | England | West Midlands | CV379RG |  | 415458.0 | 255809.0 | 2016
Anesco | Palmersford | Solar | PV | No | Solar |  | 3.036 | LV | England | South West | BH236BG |  | 409981.0 | 99040.0 | 2016
Anesco | The Oaks | Solar | PV | No | Solar |  | 4.736 | LV | England | West Midlands | CV379RG |  | 415458.0 | 255809.0 | 2016
Anesco | Granville | Solar | PV | No | Solar |  | 4.4372 | LV | England | West Midlands | TF28PQ |  | 372363.0 | 313370.0 | 2016
Anesco | High Meadow | Solar | PV | No | Solar |  | 3.8875 | LV | England | North East | TS211EA |  | 439442.0 | 521774.0 | 2016
Anesco | Heywood Grange | Solar | PV | No | Solar |  | 4.9631 | LV | England | West Midlands | ST102PL |  | 396689.0 | 345502.0 | 2016
Anesco | Blisworth Solar Farm | Solar | PV | No | Solar |  | 3.588 | LV | England | East Midlands | NN73DA |  | 473113.0 | 252638.0 | 2016
Anesco | Thame | Solar | PV | No | Solar |  | 4.7916 | LV | England | South East | OX93QH |  | 473366.0 | 206186.0 | 2016
Anesco | Michaelston Solar Farm | Solar | PV | No | Solar |  | 4.1743 | LV | Wales | Wales | CF36XS |  | 322998.0 | 183674.0 | 2016
Anesco | Greencroft | Solar | PV | No | Solar |  | 4.9275 | LV | England | North East | DH97XR |  | 417307.0 | 550812.0 | 2016
Anesco | Moneystone | Solar | PV | No | Solar |  | 4.9832 | LV | England | West Midlands | ST102DZ |  | 404572.0 | 346224.0 | 2016
Anesco | Willows Farm | Solar | PV | No | Solar |  | 4.62 | LV | England | West Midlands | WR114TG |  |  |  | 2016
Anesco | The Willows | Solar | PV | No | Solar |  | 4.734 | LV | England | West Midlands | CV379RG |  | 410262.0 | 333700.0 | 2016
Anesco | Poplars | Solar | PV | No | Solar |  | 4.98 | LV | England | East of England | CV379RG |  | 551077.0 | 298243.0 | 2016
Anesco | Clayhill | Solar | PV | No | Solar |  | 9.8406 | LV | England | East of England | MK455JD |  | 504351.0 | 233195.0 | 2017
Anesco | Ollerton | Solar | PV | No | Solar |  | 4.2526 | LV | England | East Midlands | NG229DX |  | 463220.0 | 366009.0 | 2017
Anesco | Nanthenfoel | Solar | PV | No | Solar |  | 4.9968 | LV | Wales | Wales | SA487NP |  | 254014.0 | 252465.0 | 2017
Anesco | Albrighton | Solar | PV | No | Solar |  | 4.9735 | LV | England | West Midlands | WV91RQ |  | 383987.0 | 305139.0 | 2017
Anesco | Ashton | Solar | PV | No | Solar |  | 4.8082 | LV | England | South West | BA146DX |  | 388976.0 | 158134.0 | 2017
Anesco | Blackwell Grange | Solar | PV | No | Solar |  | 4.9766 | LV | England | West Midlands | CV364PF |  | 422892.0 | 243330.0 | 2017
Anesco | Hyde Farm | Solar | PV | No | Solar |  | 4.9421 | LV | England | South East | MK464DU |  | 488765.0 | 253909.0 | 2017
Anesco | Spring Lane | Solar | PV | No | Solar |  | 0.958 | LV | England | East Midlands | LE651WU |  | 436639.0 | 314607.0 | 2017
Anesco | Moss Thorn | Solar | PV | No | Solar |  | 4.9735 | LV | England | North West | CA110BY |  | 348608.0 | 530601.0 | 2017
Anesco | Bristol Water | Solar | PV | No | Solar |  | 0.80255 | LV | England | South West | GL139HN |  | 353895.0 | 167517.0 | 2017
Anesco | Bumpers Farm | Solar | PV | No | Solar |  | 4.9971 | LV | England | South East | HP279RE |  | 476303.0 | 205882.0 | 2017
Anesco | Wreay | Solar | PV | No | Solar |  | 4.9754 | LV | England | North West | CA40PY |  | 342315.0 | 547311.0 | 2017
Anesco | Bumpers Farm 2 | Solar | PV | No | Solar |  | 12.0077 | LV | England | South East | HP279RE |  |  |  | 2020
Anesco | Soho Farm | Solar | PV | No | Solar |  | 1.74 | HV | England | South West | BA3 5RD |  |  |  | 2014
Anesco | Chalgrove | Solar | PV | No | Solar |  | 2.402 | HV | England | South East | OX44 7SL |  |  |  | 2014
Anesco | Nether Mill | Solar | PV | No | Solar |  | 3.765 | HV | England | South West | EX15 2QQ |  |  |  | 2015
Anesco | Barr Farm | Solar | PV | No | Solar |  | 1.885 | HV | England | West Midlands | WV10 7BN |  |  |  | 2015
Anesco | Dale Farm | Solar | PV | No | Solar |  | 4.996 | HV | Northern Ireland | Northern Ireland | BT80 9UU |  |  |  | 2018
Anesco | Wally Corner | Solar | PV | No | Solar |  | 4.997 | HV | England | South East | OX10 7PQ |  |  |  | 2017
Anesco | Sandridge | Solar | PV | No | Solar |  | 49.62 | HV | England | South West | SN15 2JN |  |  |  | 2015
Anesco | Darran | Solar | PV | No | Solar |  | 1.823 | HV | Wales | Wales | NP12 0HX |  |  |  | 2017
Anesco | Langley Priory | Solar | PV | No | Solar |  | 2.036 | HV | England | East Midlands | DE74 2QQ |  |  |  | 2016
Anesco | Milborne Port | Solar | PV | No | Solar |  | 3.292 |  | England | South West | DT9 5EF |  |  |  | 2017
Anesco | Derwyn | Solar | PV | No | Solar |  | 4.664 |  | Wales | Wales | CF62 3AA |  |  |  | 2016
Anesco | Priors Byne | Solar | PV | No | Solar |  | 8.023 |  | England | South East | RH13 8NX |  |  |  | 2022
Anesco | Sutor | Solar | PV | No | Solar |  | 4.992 |  | England | South West | BA9 9RA |  |  |  | 2016
Anesco | Biglis | Solar | PV | No | Solar |  | 4.973 |  | Wales | Wales | CF63 1BL |  |  |  | 2016
Anesco | Chard | Solar | PV | No | Solar |  | 3.043 |  | England | South West | TA20 1RR |  |  |  | 2022
Anesco | Spear Hill | Solar | PV | No | Solar |  | 4.951 |  | England | South East | RH20 3BA |  |  |  | 2016
Anesco | Nancrossa | Solar | PV | No | Solar |  | 6.856 | LV | England | South West | TR10 9EA |  |  |  | 2016
Anesco | Tump Farm | Solar | PV | No | Solar |  | 4.998 | LV | England | South West | NP16 7HN |  |  |  | 2017
Anesco | Lincoln Farm | Solar | PV | No | Solar |  | 10.6848 | LV | England | East Midlands | PE24 5AT |  |  |  | 2016
Anesco | Parcstormy | Solar | PV | No | Solar |  | 0.7 | HV | Wales | Wales | CF33 4RS |  |  |  | 2016
Anesco | Swanland | Solar | PV | No | Solar |  | 4.998 | LV | England | London | EN6 3NH |  |  |  | 2017
Anesco | Bedford | Solar | PV | No | Solar |  | 69.79 | HV | England | East Midlands | MK44 3SD |  |  |  | 2015
Anesco | Dragon LNG | Solar | PV | No | Solar |  | 9.9727 |  | Wales | Wales | SA73 1DR |  |  |  | 2022
Anesco | West Field | Solar | PV | No | Solar |  | 4.9398 |  | England | North West | PR3 0PU |  |  |  | 2016
Anesco | Whilton | Solar | PV | No | Solar |  | 0.40392 | LV | England | East Midlands | NN11 2NH |  |  |  | 2016
Anesco | Littlewood | Solar | PV | No | Solar |  | 5 |  | England | North West | NG19 8JA |  |  |  | 2017
Anesco | Ilmer | Solar | PV | No | Solar |  | 4.9975 |  | England | East Midlands | HP27 9RE |  |  |  | 2016
Anesco | West Hill | Solar | PV | No | Solar |  | 49.9962 |  | England | South West | EX34 8NF |  |  |  | 2022
Anesco | Majors Hill | Solar | PV | No | Solar |  | 4.9975 |  | England | South East | RH10 4PE |  |  |  | 2016
Anesco | Malmpit | Solar | PV | No | Solar |  | 4.9961 |  | England | South West | BA12 0LZ |  |  |  | 2016
Atmosclear | Broadgate | Solar | PV | No | Solar |  | 1.1 | LV | England | South West |  |  | 277641.0 | 107308.0 | 2012
Atmosclear | Barton | Solar | PV | No | Solar |  | 1.2 | LV | England | South West |  |  | 307778.0 | 117118.0 | 2012
Atmosclear | Higher Pirzwell | Solar | PV | No | Solar |  | 1.2 | LV | England | South West |  |  | 307546.0 | 109156.0 | 2012
Atmosclear | Stables Farm | Solar | PV | No | Solar |  | 1 | LV | England | South East |  |  | 440920.0 | 88770.0 | 2012
Atmosclear | Yeowood | Solar | PV | No | Solar |  | 1.2 | LV | England | South West |  |  | 344385.0 | 162232.0 | 2012
Atmosclear | Kia-Ora Farm | Solar | PV | No | Solar |  | 1.8 | LV | England | South West |  |  | 300975.0 | 107058.0 | 2013
Atmosclear | Luson | Solar | PV | No | Solar |  | 1.9 | LV | England | South West |  |  | 262016.0 | 53112.0 | 2013
Atmosclear | Long Ash Lane Solar Park | Solar | PV | No | Solar |  | 5 | LV | England | South West |  |  | 360928.0 | 102540.0 | 2017
Babcock International and Fluor Inc | Maentwrog | Hydro | Natural Flow | No | Hydro |  | 35.3 | HV | Wales | Wales | LL414HY |  | 267297.81261199998 | 337806.87196800002 | 1928
BayWa R.E | Tir Mostyn & Foel Goch Ltd | Wind | Onshore | No | Wind |  | 21.25 | HV | Wales | Wales | LL165RN |  | 300300.0 | 358800.0 | 2005
BayWa R.E | Scout Moor Wind Farm Ltd | Wind | Onshore | No | Wind |  | 65 | HV | England | North West | OL127TY |  | 382400.0 | 419200.0 | 2008
BayWa R.E | Bagmoor Wind Ltd | Wind | Onshore | No | Wind |  | 16 | HV | England | Yorkshire and the Humber | DN159GH |  | 488240.0 | 415400.0 | 2009
Bluefield Services | Bradenstoke Solar Park Ltd | Solar | PV | No | Solar |  | 69.7884 | LV | England | South West | SN154PZ |  | 402315.0 | 178635.0 | 2015
Calon Energy | Severn Power Ltd | Fossil Fuel | CCGT | No | Natural Gas |  | 850 | LV | England | 0 |  |  | 333250.0 | 185006.0 | 2010
Capital Dynamics UK | Rymes | Solar | PV | No | Solar |  | 4.9991 | LV | England | West Midlands | GL19 3AJ |  |  |  | 2017
Capital Dynamics UK | Ysgellog | Wind | Onshore | No | Wind |  | 4.6 | LV | Wales | Wales | LL060AW |  | 240490.0 | 391238.0 | 2013
Capital Dynamics UK | Garlenick | Wind | Onshore | No | Wind |  | 4 | LV | England | South West | TR24RQ |  | 194662.0 | 49203.0 | 2014
Capital Dynamics UK | Daintree | Wind | Onshore | No | Wind |  | 4 | LV | England | East Midlands | NN67GW |  | 457545.0 | 272243.0 | 2014
Capital Dynamics UK | Wythegill | Wind | Onshore | No | Wind |  | 1.5 | HV | England | North West |  | NY0121131657 | 301881.0 | 532072.0 | 2015
Capital Dynamics UK | East Youlstone | Wind | Onshore | No | Wind |  | 4 | LV | England | South West | EX239PU |  | 227610.0 | 115654.0 | 2015
Capital Dynamics UK | Mossmorran | Wind | Onshore | No | Wind |  | 4.6 | HV | Scotland | Scotland |  | NT1793489429 | 318109.0 | 689419.0 | 2016
Capital Dynamics UK | Watford Lodge | Wind | Onshore | No | Wind |  | 10.25 | LV | England | East Midlands | NN6 7UN |  |  |  | 2015
Capital Dynamics UK | Seegronan | Wind | Onshore | No | Wind |  | 13.8 | LV | Northern Ireland | Northern Ireland | BT81 7HQ |  |  |  | 2016
Capital Dynamics UK | Potato Pot | Wind | Onshore | No | Wind |  | 7.05 | LV | England | North West | CA14 4ST |  |  |  | 2016
Capital Dynamics UK | Middle Balbeggie | Wind | Onshore | No | Wind |  | 6.9 | HV | Scotland | Scotland | KY1 3NS |  |  |  | 2013
Capital Dynamics UK | Shantavny | Wind | Onshore | No | Wind |  | 16.1 | HV | Northern Ireland | Northern Ireland | BT70 2DL |  |  |  | 2017
Capital Dynamics UK | Airfield Poddington | Wind | Onshore | No | Wind |  | 8.25 | HV | England | East Midlands | NN29 7JQ |  |  |  | 2017
Capital Dynamics UK | Red Gap | Wind | Onshore | No | Wind |  | 12.5 | HV | England | North East | TS27 3HH |  |  |  | 2016
Capital Dynamics UK | Falkirk Tod Hill | Wind | Onshore | No | Wind |  | 12.3 | HV | Scotland | Scotland | FK5 4SJ |  |  |  | 2016
Capital Dynamics UK | Harthill Torrance | Wind | Onshore | No | Wind |  | 5.7 | HV | Scotland | Scotland | EH48 3AN |  |  |  | 2016
Capital Dynamics UK | Westnewton (BEGL4) | Wind | Onshore | No | Wind |  | 6.2 | HV | England | North West | CA7 3PB |  |  |  | 2014
Capital Dynamics UK | Dunmore | Wind | Onshore | No | Wind |  | 21 | LV | Northern Ireland | Northern Ireland | NV914889 |  |  |  | 2014
Capital Dynamics UK | Crockandun | Wind | Onshore | No | Wind |  | 15 | LV | Northern Ireland | Northern Ireland | BT80 9UA |  |  |  | 2017
Capital Dynamics UK | Elginny | Wind | Onshore | No | Wind |  | 23 | LV | Northern Ireland | Northern Ireland | BT43 7GZ |  |  |  | 2018
Capital Dynamics UK | Whiteside Hill | Wind | Onshore | No | Wind |  | 28.5 | HV | Scotland | Scotland | DG4 6LF |  |  |  | 2018
Capital Dynamics UK | Sorbie | Wind | Onshore | No | Wind |  | 12.6 |  | Scotland | Scotland |  | 55.658546, -4.791289 |  |  | 2023
Community Wind Power | Aikengall | Wind | Onshore | No | Wind |  | 48 |  | Scotland | Scotland |  |  |  |  | 2009
Community Wind Power | Aikengall II | Wind | Onshore | No | Wind |  | 60.8 |  | Scotland | Scotland |  |  |  |  | 2017
Community Wind Power | Aikengall IIA | Wind | Onshore | No | Wind |  | 81.7 |  | Scotland | Scotland |  |  |  |  | 2021
Community Wind Power | Calder Water | Wind | Onshore | No | Wind |  | 39 |  | Scotland | Scotland |  |  |  |  | 2013
Community Wind Power | Millour Hill | Wind | Onshore | No | Wind |  | 18 |  | Scotland | Scotland |  |  |  |  | 2012
Community Wind Power | Millour Hill Ext. | Wind | Onshore | No | Wind |  | 6.4 |  | Scotland | Scotland |  |  |  |  | 2016
Community Wind Power | Sanquhar | Wind | Onshore | No | Wind |  | 31.05 |  | Scotland | Scotland |  |  |  |  | 2018
Community Wind Power | Wardlaw Wood | Wind | Onshore | No | Wind |  | 18 |  | Scotland | Scotland |  |  |  |  | 2006
Co-owned by SSE Group and Cheung Kong Infrastructure Ltd | Seabank Power Ltd | Fossil Fuel | CCGT | No | Natural Gas |  | 1234 | HV | England | South West |  |  | 343425.0 | 161749.0 | 2000
Co-owned by SSE Group and Wheelabrator Technologies Inc | FM1 | Bioenergy | Bioenergy | No | MSW |  | 79 | LV | England | Yorkshire and the Humber |  |  | 447490.0 | 424684.0 | 2015
Co-owned by SSE Group and Wheelabrator Technologies Inc | FM2 | Bioenergy | Bioenergy | No | MSW |  | 79 | LV | England | Yorkshire and the Humber |  |  | 447490.0 | 424684.0 | 2019
Cubico Sustainable Investments | Owls Hatch | Solar | PV | No | Solar |  | 51.9376 | LV | England | South East |  | SS478415 | 615860.0 | 165945.0 | 2015
Cubico Sustainable Investments | Wandylaw | Wind | Onshore | No | Wind |  | 20.5 | LV | England | North East | NE675HG |  |  |  | 2013
Cubico Sustainable Investments | Middlewick | Wind | Onshore | No | Wind |  | 20.7 | LV | England | East of England | CM07JQ |  | 600140.0 | 200001.0 | 2014
Cubico Sustainable Investments | Kelmarsh | Wind | Onshore | No | Wind |  | 12.3 | LV | England | East Midlands | NN69LZ |  |  |  | 2016
Cubico Sustainable Investments | Chiplow | Wind | Onshore | No | Wind |  | 8.2 | LV | England | East of England | PE318SR |  |  |  | 2016
Cubico Sustainable Investments | Penmanshiel | Wind | Onshore | No | Wind |  | 28.7 | LV | Scotland | Scotland | TD113RP |  | 380006.0 | 667129.0 | 2016
Cubico Sustainable Investments | Winwick | Wind | Onshore | No | Wind |  | 12.3 | LV | England | East Midlands | NN67NS |  |  |  | 2016
E.ON | Steven's Croft | Bioenergy | Bioenergy | Yes | Biomass |  | 46 | LV | Scotland | Scotland |  |  | 312100.0 | 585100.0 | 2007
E.ON | Blackburn Meadows | Bioenergy | Bioenergy | Yes | Biomass |  | 34 | LV | England | Yorkshire and the Humber |  | SK3950991482 | 440075.0 | 391650.0 | 2015
Ecotricity | Fen Farm Solar | Solar | PV | No | Solar |  | 0.9 | LV | England | East Midlands | LN117BP |  | 537585.0 | 393825.0 | 2011
Ecotricity | Bulkworthy Solar | Solar | PV | No | Solar |  | 6.88 |  | England | South West | EX22 7UP | SS404147 |  |  | 2023
Ecotricity | Dalby Solar | Solar | PV | No | Solar |  | 6.235 |  | England | East Midlands | LE14 3LY | SK648232 |  |  | 2022
Ecotricity | Lynch Knoll | Wind | Onshore | No | Wind |  | 0.5 | LV | England | South West | GL103UJ |  | 381600.0 | 200400.0 | 1996
Ecotricity | Ecotech | Wind | Onshore | No | Wind |  | 1.5 | LV | England | East of England | PE377HT |  | 0.0 | 0.0 | 1999
Ecotricity | Somerton | Wind | Onshore | No | Wind |  | 1.8 | LV | England | East of England | NR294EY |  | 646900.0 | 318800.0 | 2000
Ecotricity | East Kilbride | Wind | Onshore | No | Wind |  | 0.6 | LV | Scotland | Scotland | G750ZZ |  | 264500.0 | 652000.0 | 2001
Ecotricity | Mablethorpe | Wind | Onshore | No | Wind |  | 1.2 | LV | England | East Midlands | LN122QW |  | 548900.0 | 382500.0 | 2002
Ecotricity | Swaffham II | Wind | Onshore | No | Wind |  | 1.8 | LV | England | East of England | PE377HL |  | 582197.0 | 309324.0 | 2003
Ecotricity | Dagenham | Wind | Onshore | No | Wind |  | 5.9 | LV | England | London | RM96SA |  | 550300.0 | 181600.0 | 2004
Ecotricity | Bambers | Wind | Onshore | No | Wind |  | 9.6 | LV | England | East Midlands | LN112QW |  | 549500.0 | 383600.0 | 2004
Ecotricity | Green Park | Wind | Onshore | No | Wind |  | 2 | LV | England | South East | RG26UE |  | 470755.0 | 169271.0 | 2005
Ecotricity | Dundee | Wind | Onshore | No | Wind |  | 4 | LV | Scotland | Scotland | DD88UQ |  | 269652.0 | 688422.0 | 2006
Ecotricity | Bristol Port | Wind | Onshore | No | Wind |  | 6 | LV | England | South West | BS119DQ |  | 350907.0 | 179457.0 | 2007
Ecotricity | Fen Farm | Wind | Onshore | No | Wind |  | 16 | LV | England | East Midlands | LN117LU |  | 537585.0 | 393825.0 | 2007
Ecotricity | Shooters | Wind | Onshore | No | Wind |  | 2 | LV | England | South West | BA34LU |  | 359380.0 | 150740.0 | 2008
Ecotricity | Worksop | Wind | Onshore | No | Wind |  | 2 | LV | England | East Midlands | S802PU |  | 461695.0 | 378487.0 | 2009
Ecotricity | Cardiff | Wind | Onshore | No | Wind |  | 2.3 | LV | Wales | Wales | CF32EE |  | 323460.0 | 179215.0 | 2011
Ecotricity | Ballymena | Wind | Onshore | No | Wind |  | 4.6 | LV | Northern Ireland | Northern Ireland | BT424HZ |  | 130743.0 | 561194.0 | 2013
Ecotricity | Galsworthy | Wind | Onshore | No | Wind |  | 9.2 | LV | England | South West | EX395NP |  | 240007.0 | 115922.0 | 2014
Ecotricity | Dalby | Wind | Onshore | No | Wind |  | 7.29 | LV | England | East Midlands | LE143LY |  | 465397.0 | 322239.0 | 2016
Ecotricity | H&H | Wind | Onshore | No | Wind |  | 0.81 | LV | England | Yorkshire and the Humber | DN140BA |  | 0.0 | 0.0 | 2016
Ecotricity | QEH | Wind | Onshore | No | Wind |  | 0.81 | LV | England | East of England | PE304ET |  | 565228.0 | 320492.0 | 2016
Ecotricity | RSPB | Wind | Onshore | No | Wind |  | 0.81 | LV | England | East of England | SG192DL |  | 0.0 | 0.0 | 2016
Ecotricity | Alveston | Wind | Onshore | No | Wind |  | 6.9 | LV | England | South West | BS353TD |  | 365450.0 | 186055.0 | 2017
EDF Energy | Hartlepool | Nuclear | AGR | No | Nuclear |  | 1185 | HV | England | North East | TS252BZ |  | 451747.0 | 531078.0 | 1983
EDF Energy | Heysham 1 | Nuclear | AGR | No | Nuclear |  | 1060 | HV | England | North West | LA32XH |  | 341498.0 | 461449.0 | 1983
EDF Energy | Heysham 2 | Nuclear | AGR | No | Nuclear |  | 1240 | HV | England | North West | LA32XH |  | 341498.0 | 461449.0 | 1988
EDF Energy | Torness | Nuclear | AGR | No | Nuclear |  | 1200 | HV | Scotland | Scotland | EH421QS |  | 218252.0 | 651517.0 | 1988
EDF Energy | Sizewell B | Nuclear | PWR | No | Nuclear |  | 1198 | HV | England | East of England | IP164UR |  | 647453.0 | 260420.0 | 1995
EDF Energy | Burwell | Solar | PV | No | Solar |  | 4.9999 |  | England | East of England | CB25 0BP |  |  |  | 2016
EDF Energy | Porth Wen | Solar | PV | No | Solar |  | 4.9982 |  | Wales | Wales | LL66 0AT |  |  |  | 2016
EDF Energy | Sutton Bridge | Solar | PV | No | Solar |  | 9.9919 |  | England | East Midlands | PE12 9TF |  |  |  | 2017
EDF Energy | Teesside | Wind | Offshore | No | Wind |  | 62 | LV | England | North East | TS240RQ |  | 458470.0 | 528174.0 | 2013
EDF Energy | Blyth | Wind | Offshore | No | Wind |  | 40 | LV | England | North East | NE227FB |  | 438227.0 | 582010.0 | 2018
EDF Energy | Great Orton | Wind | Onshore | No | Wind |  | 3.96 | LV | England | North west | CA70JY |  | 331300.0 | 553400.0 | 1999
EDF Energy | Kirkheaton | Wind | Onshore | No | Wind |  | 1.8 | LV | England | North East | NE192DQ |  | 400800.0 | 576900.0 | 2000
EDF Energy | High Hedley I | Wind | Onshore | No | Wind |  | 2.4 | LV | England | North East | DL134PR |  | 415700.0 | 541000.0 | 2001
EDF Energy | Cemmaes | Wind | Onshore | No | Wind |  | 15.3 | LV | Wales | Wales | SY209PR |  | 286800.0 | 306000.0 | 2002
EDF Energy | Llangwyryfon | Wind | Onshore | No | Wind |  | 9.35 | LV | Wales | Wales | SY234SR |  | 261752.0 | 269577.0 | 2003
EDF Energy | Glassmoor I | Wind | Onshore | No | Wind |  | 16 | LV | England | East of England | PE262TS |  | 543128.0 | 292192.0 | 2006
EDF Energy | Deeping | Wind | Onshore | No | Wind |  | 16 | LV | England | East Midlands | PE113DD |  | 519905.0 | 316471.0 | 2006
EDF Energy | Red House | Wind | Onshore | No | Wind |  | 12 | LV | England | East Midlands | PE129NG |  | 542000.0 | 329000.0 | 2006
EDF Energy | Red Tile | Wind | Onshore | No | Wind |  | 24 | LV | England | South East | PE282JX |  | 523939.0 | 271933.0 | 2007
EDF Energy | Bicker Fen | Wind | Onshore | No | Wind |  | 26 | LV | England | East Midlands | PE203BF |  | 519870.0 | 339325.0 | 2008
EDF Energy | High Hedley II | Wind | Onshore | No | Wind |  | 5.2 | LV | England | North East | DL134PR |  | 415700.0 | 541000.0 | 2008
EDF Energy | Trimdon | Wind | Onshore | No | Wind |  | 5.2 | LV | England | North East | TS296NR |  | 436000.0 | 536300.0 | 2008
EDF Energy | Langley | Wind | Onshore | No | Wind |  | 8 | LV | England | North East | DH70EE |  | 420928.0 | 547703.0 | 2008
EDF Energy | Walkway | Wind | Onshore | No | Wind |  | 14 | LV | England | North East | TS225NS |  | 439000.0 | 530000.0 | 2008
EDF Energy | Longpark | Wind | Onshore | No | Wind |  | 38 | LV | Scotland | Scotland | TD12SW |  | 348050.0 | 642050.0 | 2009
EDF Energy | Broomhill | Wind | Onshore | No | Wind |  | 8 | LV | England | North East | DL134LY |  | 415500.0 | 539500.0 | 2009
EDF Energy | Rusholme | Wind | Onshore | No | Wind |  | 24 | LV | England | Yorkshire and the Humber | YO88PX |  | 469500.0 | 426500.0 | 2010
EDF Energy | Burnfoot | Wind | Onshore | No | Wind |  | 30.1 | LV | Scotland | Scotland | FK147JZ |  | 290135.0 | 703250.0 | 2010
EDF Energy | Fairfield | Wind | Onshore | No | Wind |  | 6.5 | LV | England | North West | CA144QE |  | 301826.0 | 521459.0 | 2011
EDF Energy | Green Rigg | Wind | Onshore | No | Wind |  | 36 | LV | England | North East | NE482EY |  | 392000.0 | 582000.0 | 2012
EDF Energy | Fallago Rig | Wind | Onshore | No | Wind |  | 144 | HV | Scotland | Scotland | TD36NW |  | 357000.0 | 660000.0 | 2013
EDF Energy | Boundary Lane | Wind | Onshore | No | Wind |  | 6.15 | LV | England | North East | DH89LQ |  | 404708.0 | 550336.0 | 2013
EDF Energy | Glassmoor II | Wind | Onshore | No | Wind |  | 12.3 | LV | England | East of England | PE262TS |  | 528421.0 | 292867.0 | 2013
EDF Energy | Roade | Wind | Onshore | No | Wind |  | 7.2 | LV | England | East Midlands | NN72EG |  | 477964.0 | 252105.0 | 2014
EDF Energy | Barmoor | Wind | Onshore | No | Wind |  | 12 | LV | England | North East | TD152QD |  | 393797.0 | 634046.0 | 2014
EDF Energy | Park Spring | Wind | Onshore | No | Wind |  | 8.55 | LV | England | Yorkshire and the Humber | EH558RT |  | 439689.0 | 408763.0 | 2015
EDF Energy | Burnhead Moss | Wind | Onshore | No | Wind |  | 26 | LV | Scotland | Scotland | FK12JW |  | 288503.0 | 671903.0 | 2016
EDF Energy | Rhodders | Wind | Onshore | No | Wind |  | 12.3 | LV | Scotland | Scotland | FK147JZ |  | 288738.0 | 697461.0 | 2016
EDF Energy | Pearie Law | Wind | Onshore | No | Wind |  | 19.2 | LV | Scotland | Scotland | EH558RT |  | 302205.0 | 659690.0 | 2016
EDF Energy | Corriemoillie | Wind | Onshore | No | Wind |  | 48.45 | HV | Scotland | Scotland | IV232PQ |  | 234700.0 | 867700.0 | 2017
EDF Energy | Beckburn | Wind | Onshore | No | Wind |  | 31.05 | LV | England | North West | DG165HU |  | 334466.0 | 568940.0 | 2017
EDF Energy | Dorenell | Wind | Onshore | No | Wind |  | 177 | HV | Scotland | Scotland | AB554DT |  | 332000.0 | 829500.0 | 2018
EDF Energy | Burnfoot East | Wind | Onshore | No | Wind |  | 10.8 | LV | Scotland | Scotland | FK147JZ |  |  |  | 2020
EDF Energy | West Benhar | Wind | Onshore | No | Wind |  | 30.1 |  | Scotland | Scotland |  |  |  |  | 2023
Eneco Wind UK | Oaklands | Solar | PV | No | Solar |  | 5 | LV | England | South West |  | SY900894 | 389957.0 | 89555.0 | 2015
Eneco Wind UK | Tullo | Wind | Onshore | No | Wind |  | 17.5 | LV | Scotland | Scotland |  | NO757723 | 387283.0 | 785873.0 | 2010
Eneco Wind UK | Lochluichart | Wind | Onshore | No | Wind |  | 69 | HV | Scotland | Scotland |  | NH333680 | 232030.0 | 866235.0 | 2013
Eneco Wind UK | Twinshiels | Wind | Onshore | No | Wind |  | 25 | LV | Scotland | Scotland |  | NO757723 | 375955.0 | 771728.0 | 2014
Eneco Wind UK | Burn of Whilk | Wind | Onshore | No | Wind |  | 22.5 | LV | Scotland | Scotland |  | ND293407 | 326232.0 | 939965.0 | 2015
Eneco Wind UK | Moy | Wind | Onshore | No | Wind |  | 66 | LV | Scotland | Scotland |  | NH779370 | 276741.0 | 835240.0 | 2016
Energy Capital Partners | Saltend Power Station | Fossil Fuel | CCGT | Yes | Natural Gas |  | 1200 | HV | England | Yorkshire and the Humber | HU128GA |  | 509793.0 | 428825.0 | 2000
Energy Capital Partners | Indian Queens Power Ltd | Fossil Fuel | Single cycle | No | Diesel/Gas Oil |  | 140 | HV | England | South West |  | SW940591 | 191739.0 | 58385.0 | 1996
Engie Power | Ffestiniog Power Station | Pumped Hydro | Pumped Hydro | No | Pumped hydro |  | 360 | HV | Wales | Wales |  | SH679444 | 267900.0 | 344400.0 | 1963
Engie Power | Dinorwig Power Station | Pumped Hydro | Pumped Hydro | No | Pumped hydro |  | 1800 | HV | Wales | Wales |  | SH594600 | 259400.0 | 360000.0 | 1984
Engie Power | Capel Grange Solar Energy Ltd | Solar | PV | No | Solar |  | 4.08 | LV | England | South East | TN126QX |  | 565242.0 | 144832.0 | 2016
Engie Power | Scotia Wind (Craigengelt) Ltd | Wind | Onshore | No | Wind |  | 20 | HV | Scotland | Scotland | FK79QS |  | 272451.0 | 686495.0 | 2010
Engie Power | Crimp Wind Power Ltd | Wind | Onshore | No | Wind |  | 2.43 | HV | England | South West | EX239PD |  | 225180.0 | 115445.0 | 2011
Engie Power | Flimby Wind Energy Ltd | Wind | Onshore | No | Wind |  | 6.15 | HV | England | North West | CA158SU |  | 302500.0 | 533500.0 | 2013
Engie Power | Barlockhart Moor Wind Energy Ltd | Wind | Onshore | No | Wind |  | 8.2 | HV | Scotland | Scotland | DG80JQ |  | 221183.0 | 555886.0 | 2013
Engie Power | Sober Hill Wind Farm Ltd | Wind | Onshore | No | Wind |  | 12.3 | HV | England | Yorkshire and the Humber | YO434TG |  | 480972.0 | 437663.0 | 2013
Engie Power | Blantyre Muir Wind Energy Ltd | Wind | Onshore | No | Wind |  | 12.3 | HV | Scotland | Scotland | G720TR |  | 268888.0 | 651781.0 | 2014
Engie Power | Carsington Wind Energy Ltd | Wind | Onshore | No | Wind |  | 8.2 | HV | England | East Midlands | DE44HF |  | 424640.0 | 354200.0 | 2014
Engie Power | Cairnborrow Wind Energy Ltd | Wind | Onshore | No | Wind |  | 10.25 | HV | Scotland | Scotland | AB544XP |  | 346153.0 | 841867.0 | 2017
EPR | EPR Eye Ltd | Bioenergy | Bioenergy | No | Biomass | Oil | 14.316 | HV | England | East of England | IP238BW |  | 613050.0 | 275050.0 | 1992
EPR | EPR Glanford Ltd | Bioenergy | Bioenergy | No | Biomass | Oil | 14 | HV | England | East of England | DN158SB |  | 486050.0 | 415050.0 | 1993
EPR | EPR Thetford Ltd | Bioenergy | Bioenergy | No | Biomass | Oil | 41.5 | HV | England | East of England | IP241LX |  | 585300.0 | 286900.0 | 1998
EPR | EPR Scotland Ltd | Bioenergy | Bioenergy | No | Biomass | Oil | 12.5 | HV | Scotland | Scotland | KY50HR |  | 319000.0 | 695100.0 | 2000
EPR | EPR Ely Ltd | Bioenergy | Bioenergy | No | Biomass | Natural Gas | 40 | HV | England | East of England | CB62QE |  | 545000.0 | 279900.0 | 2001
EPR | Ovenden Moor | Wind | Onshore | No | Wind |  | 18 | LV | England | Yorkshire and the Humber |  |  | 404300.0 | 430900.0 | 1993
EPR | Royd Moor | Wind | Onshore | No | Wind |  | 6.5 | LV | England | Yorkshire and the Humber |  |  | 422000.0 | 404000.0 | 1993
EPUKi | Lynemouth Power Limited | Bioenergy | Bioenergy | No | Biomass |  | 420 | HV | England | North East | NE639NW |  | 429850.0 | 590374.0 | 2018
EPUKi | EP SHB LTD | Fossil Fuel | CCGT | No | Natural Gas |  | 1365 | HV | England | Yorkshire and the Humber | DN418BZ |  | 520457.0 | 409164.0 | 1997
EPUKi | EP Ballylumford CCGT | Fossil Fuel | CCGT | No | Natural Gas |  | 616 | HV | Northern Ireland | Northern Ireland | BT403RS |  | 156969.0 | 556595.0 | 2003
EPUKi | EP Langage Ltd | Fossil Fuel | CCGT | No | Natural Gas |  | 905 | HV | England | South West | PL75AW |  | 257085.0 | 56194.0 | 2010
EPUKi | EP Ballylumford | Fossil Fuel | Single cycle | No | Diesel/Gas Oil |  | 116 | HV | Northern Ireland | Northern Ireland | BT403RS |  | 156969.0 | 556595.0 | 1974
ESB | Corby Power Station | Fossil Fuel | CCGT | No | Natural Gas |  | 407 | HV | England | East Midlands |  |  | 488447.0 | 266932.0 | 1994
ESB | CoolkeeraghESB C30 | Fossil Fuel | CCGT | No | Natural Gas |  | 413 | HV | Northern Ireland | Northern Ireland | BT476UL |  | 64846.0 | 584768.0 | 2004
ESB | Carrington Power | Fossil Fuel | CCGT | No | Natural Gas |  | 910 | HV | England | North West | M314AY |  | 373287.0 | 393037.0 | 2016
ESB | CoolkeeraghESB GT8 | Fossil Fuel | Single cycle | No | Diesel/Gas Oil |  | 53 | HV | Northern Ireland | Northern Ireland | BT476UL |  | 64846.0 | 584768.0 | 1970
European Energy A/S | PV@Pendine Solar Farm | Solar | PV | No | Solar |  | 4.9 | LV | Wales | Wales |  |  | 224103.0 | 210103.0 | 2016
European Energy A/S | Canewdon CIC | Solar | PV | No | Solar |  | 4.99 | LV | England | South East | SS4 3LW |  |  |  | 2022
European Energy A/S | West End Farm PV CIC | Solar | PV | No | Solar |  | 4.88 | LV | England | East Midlands | DN22 0EF |  |  |  | 2022
European Energy A/S | High Leas PV | Solar | PV | No | Solar |  | 4.88 |  | England | East Midlands | LN11 8PJ |  |  |  | 2015
European Energy A/S | Canewdon PV | Solar | PV | No | Solar |  | 4.99 |  | England | South East | SS4 3LW |  |  |  | 2015
European Energy A/S | Woodhouse PV | Solar | PV | No | Solar |  | 4.88 |  | England | North East | SR5 3NS |  |  |  | 2016
European Energy A/S | West End Farm PV | Solar | PV | No | Solar |  | 4.88 |  | England | East Midlands | DN22 0EF |  |  |  | 2015
European Energy A/S | Bubney | Solar | PV | No | Solar |  | 4.9873 |  | England | East Midlands | SY13 4QH |  |  |  | 2015
European Energy A/S | Parc Cynog | Wind | Onshore | No | Wind |  | 3.6 | LV | Wales | Wales |  |  | 225500.0 | 209500.0 | 2001
European Energy A/S | Pendine Wind Farm Limited | Wind | Onshore | No | Wind |  | 4.8 | LV | Wales | Wales |  |  | 225230.0 | 209760.0 | 2009
Falck Renewables SpA | Cambrian | Wind | Onshore | No | Wind |  | 58.5 | LV | Wales | Wales | SY233LE |  | 281000.0 | 280000.0 | 2005
Falck Renewables SpA | Boyndie | Wind | Onshore | No | Wind |  | 16.3 | LV | Scotland | Scotland |  | NJ613641 | 364000.0 | 862000.0 | 2006
Falck Renewables SpA | Earlsburn | Wind | Onshore | No | Wind |  | 37.5 | LV | Scotland | Scotland |  | NS697882 | 269652.0 | 688422.0 | 2007
Falck Renewables SpA | Ben Aketil | Wind | Onshore | No | Wind |  | 27.6 | LV | Scotland | Scotland |  | NG311485 | 132500.0 | 846500.0 | 2007
Falck Renewables SpA | Kilbraur | Wind | Onshore | No | Wind |  | 67.5 | HV | Scotland | Scotland |  | NC788078 | 278550.0 | 907550.0 | 2008
Falck Renewables SpA | Millennium | Wind | Onshore | No | Wind |  | 65 | HV | Scotland | Scotland |  | NH265106 | 225679.0 | 810840.0 | 2008
Falck Renewables SpA | Nutberry | Wind | Onshore | No | Wind |  | 15 | LV | Scotland | Scotland |  | NS777322 | 279021.0 | 635662.0 | 2013
Falck Renewables SpA | West Browncastle | Wind | Onshore | No | Wind |  | 30 | LV | Scotland | Scotland |  | NS619426 | 261117.0 | 642821.0 | 2014
Falck Renewables SpA | Kingsburn | Wind | Onshore | No | Wind |  | 22.5 | LV | Scotland | Scotland |  | NS668898 | 266606.0 | 686412.0 | 2016
Falck Renewables SpA | Spaldington | Wind | Onshore | No | Wind |  | 11.75 | LV | England | Yorkshire and the Humber |  | SE753329 | 475377.0 | 431986.0 | 2016
Falck Renewables SpA | Assel Valley | Wind | Onshore | No | Wind |  | 25 | LV | Scotland | Scotland |  | NX211938 | 223370.0 | 595995.0 | 2016
Falck Renewables SpA | Auchrobert | Wind | Onshore | No | Wind |  | 38.76 | LV | Scotland | Scotland |  | NS760392 | 275154.0 | 638500.0 | 2017
Foresight Group | Shotwick | Solar | PV | No | Solar |  | 72.21 | LV | Wales | Wales | CH52UA |  | 332888.0 | 371036.0 | 2016
Foresight Group | Moel Moelogan | wind | onshore | No | Wind |  | 2.6 | HV | Wales | Wales |  |  | 284619.0 | 362203.0 | 2003
Foresight Group | Moel Moelogan 2 | wind | onshore | No | Wind |  | 11.7 | HV | Wales | Wales |  |  | 284700.0 | 361300.0 | 2008
Foresight Group | Frodsham wind farm | Wind | Onshore | No | Wind |  | 50.35 | HV | England | North West | CH24LB |  | 348635.0 | 376504.0 | 2017
Fred Olsen Renewables | Brockloch Rig 1 | Wind | Onshore | No | Wind |  | 21.6 | LV | Scotland | Scotland |  |  | 261500.0 | 602500.0 | 1996
Fred Olsen Renewables | Crystal Rig | Wind | Onshore | No | Wind |  | 62.5 | LV | Scotland | Scotland |  |  | 368000.0 | 667000.0 | 2003
Fred Olsen Renewables | Crystal Rig II | Wind | Onshore | No | Wind |  | 138 | HV | Scotland | Scotland |  |  | 367000.0 | 667500.0 | 2003
Fred Olsen Renewables | Rothes | Wind | Onshore | No | Wind |  | 50.6 | LV | Scotland | Scotland |  |  | 318400.0 | 855900.0 | 2004
Fred Olsen Renewables | Pauls Hill | Wind | Onshore | No | Wind |  | 64.4 | LV | Scotland | Scotland |  |  | 311505.0 | 840495.0 | 2005
Fred Olsen Renewables | Rothes II | Wind | Onshore | No | Wind |  | 41.4 | LV | Scotland | Scotland |  |  | 318500.0 | 850500.0 | 2013
Fred Olsen Renewables | Mid Hill | Wind | Onshore | No | Wind |  | 75.9 | LV | Scotland | Scotland |  |  | 370540.0 | 786500.0 | 2013
Fred Olsen Renewables | Crystal Rig III | Wind | Onshore | No | Wind |  | 13.8 | HV | Scotland | Scotland |  |  | 368562.0 | 672486.0 | 2016
Fred Olsen Renewables | Brockloch Rig | Wind | Onshore | No | Wind |  | 61.5 | HV | Scotland | Scotland |  |  | 265160.0 | 596516.0 | 2017
Greencoat Capital | Llancayo | Solar | PV | No | Solar |  | 4.91 | LV | Wales | Wales | NP151HY |  | 336790.0 | 203067.0 | 2011
Greencoat Capital | Manor Farm | Solar | PV | No | Solar |  | 4.869 | LV | England | South West | P0229NR |  | 355189.0 | 130227.0 | 2011
Greencoat Capital | Springhill | Solar | PV | No | Solar |  | 4.9477 | LV | England | South West | WR127LB |  | 413653.0 | 235615.0 | 2011
Greencoat Capital | Islip | Solar | PV | No | Solar |  | 4.9912 | LV | England | East Midlands | NN143LT |  | 497983.0 | 279596.0 | 2012
Greencoat Capital | Grange Farm | Solar | PV | No | Solar |  | 5.8022 | LV | England | South West | TA210BU |  | 229006.0 | 92956.0 | 2013
Greencoat Capital | Limberlost | Solar | PV | No | Solar |  | 1.594 | LV | England | South East | RG198BR |  | 453510.0 | 164953.0 | 2013
Greencoat Capital | Redbridge | Solar | PV | No | Solar |  | 6.4832 | LV | England | South West | DT28DY |  | 377194.0 | 88984.0 | 2013
Greencoat Capital | Bicester | Solar | PV | No | Solar |  | 18.4 | LV | England | South East | OX252ND |  | 459052.0 | 218811.0 | 2013
Greencoat Capital | Wrangle | Solar | PV | No | Solar |  | 10.795 | LV | England | East Midlands | PE220PZ |  | 538495.0 | 348945.0 | 2014
Greencoat Capital | Stonebarrow | Solar | PV | No | Solar |  | 7.485 | LV | England | South West | EX135UL |  | 334899.0 | 98840.0 | 2014
Greencoat Capital | Stowbridge | Solar | PV | No | Solar |  | 24.323 | LV | England | East of England | CB63LF |  | 551252.0 | 272416.0 | 2014
Greencoat Capital | Westover | Solar | PV | No | Solar |  | 7.0416 | LV | England | South East | SP117SE |  | 434623.0 | 140438.0 | 2014
Greencoat Capital | Stables | Solar | PV | No | Solar |  | 1.966 | LV | England | East Midlands | CV136EB |  | 440233.0 | 297103.0 | 2014
Greencoat Capital | Winnards | Solar | PV | No | Solar |  | 4.4528 | LV | England | South West | TR96DG |  | 192864.0 | 66586.0 | 2015
Greencoat Capital | Bluegates | Solar | PV | No | Solar |  | 10.6972 | LV | England | East of England | CO78DE |  | 607018.0 | 222279.0 | 2015
Greencoat Capital | Rowles | Solar | PV | No | Solar |  | 12.762 | LV | England | South East | OX253QQ |  |  |  | 2015
Greencoat Capital | Flit | Solar | PV | No | Solar |  | 10.4652 | LV | England | South East | OX51PH |  |  |  | 2015
Greencoat Capital | Christchurch | Solar | PV | No | Solar |  | 17.9266 | LV | England | South West | BH237AA |  | 417714.0 | 95129.0 | 2015
Greencoat Capital | Egmanton | Solar | PV | No | Solar |  | 14.1085 | LV | England | East Midlands | NG220HH |  |  |  | 2015
Greencoat Capital | Aston Clinton | Solar | PV | No | Solar |  | 24.2423 | LV | England | South East | HP225DY |  | 484594.0 | 215796.0 | 2015
Greencoat Capital | Dunkeswell | Solar | PV | No | Solar |  | 2.7951 | LV | England | South West |  | EX144RD | 313746.0 | 107938.0 | 2015
Greencoat Capital | Homestead | Solar | PV | No | Solar |  | 17.7125 | LV | England | South East | NN127LS |  | 473845.0 | 244756.0 | 2015
Greencoat Capital | Hunciecroft | Solar | PV | No | Solar |  | 7.619 | LV | England | East Midlands | S803ND |  | 454513.0 | 373909.0 | 2015
Greencoat Capital | New Kaine | Solar | PV | No | Solar |  | 1.8748 | LV | England | South East | ME97HP |  | 584858.0 | 166460.0 | 2015
Greencoat Capital | New Stone House | Solar | PV | No | Solar |  | 11.4768 | LV | England | South East | OX252PT |  | 455811.0 | 219330.0 | 2015
Greencoat Capital | Chapel Hill | Solar | PV | No | Solar |  | 10.0703 | LV | Wales | Wales | SA715HY |  | 196092.0 | 197842.0 | 2015
Greencoat Capital | Saron | Solar | PV | No | Solar |  | 6.3326 | LV | Wales | Wales | SA183TW |  | 260904.0 | 212664.0 | 2015
Greencoat Capital | Hendai | Solar | PV | No | Solar |  | 13.3954 | LV | Wales | Wales |  | CF828FU | 312392.0 | 197842.0 | 2015
Greencoat Capital | Weston Longville | Solar | PV | No | Solar |  | 7.5686 | LV | England | East of England |  | NR95JF | 610220.0 | 315069.0 | 2015
Greencoat Capital | Gaultney | Solar | PV | No | Solar |  | 21.558 | LV | England | East Midlands | NN142SW |  |  |  | 2015
Greencoat Capital | Garvinack | Solar | PV | No | Solar |  | 9.6228 | LV | England | South West | TR49EP |  | 177775.0 | 47586.0 | 2015
Greencoat Capital | Coombe | Solar | PV | No | Solar |  | 7.2785 | LV | England | South West | EX85AZ |  | 301187.0 | 84681.0 | 2015
Greencoat Capital | Isle of Wight | Solar | PV | No | Solar |  | 6.2264 | LV | England | South East | PO334RW |  | 452614.0 | 90511.0 | 2015
Greencoat Capital | Place Farm | Solar | PV | No | Solar |  | 6.7917 | LV | England | South East | TN262LX |  | 597181.0 | 132855.0 | 2015
Greencoat Capital | Malmaynes | Solar | PV | No | Solar |  | 14.8262 | LV | England | South East | ME39SQ |  | 580664.0 | 175335.0 | 2015
Greencoat Capital | Moat Farm | Solar | PV | No | Solar |  | 4.6176 | LV | England | East Midlands | DN228QX |  | 466600.0 | 384353.0 | 2015
Greencoat Capital | Upper Farm | Solar | PV | No | Solar |  | 10.0105 | LV | England | South East | SO249RY |  | 463453.0 | 141758.0 | 2015
Greencoat Capital | Rhydypandy | Solar | PV | No | Solar |  | 6.3801 | LV | Wales | Wales | SA66NX |  | 265957.0 | 200658.0 | 2015
Greencoat Capital | Wilton | Solar | PV | No | Solar |  | 9.4838 | LV | England | South West | PL125BX |  | 231509.0 | 58873.0 | 2015
Greencoat Capital | Hoplass | Solar | PV | No | Solar |  | 10.3428 | LV | Wales | Wales | SA715TG |  | 190875.0 | 200362.0 | 2015
Greencoat Capital | Radstone | Solar | PV | No | Solar |  | 5.2204 | LV | England | East Midlands | NN135PY |  |  |  | 2015
Greencoat Capital | Hendre Fawr | Solar | PV | No | Solar |  | 11.6259 | LV | Wales | Wales | CF449RJ |  | 291347.0 | 206062.0 | 2015
Greencoat Capital | Aston House | Solar | PV | No | Solar |  | 19.8266 | LV | England | East Midlands |  | DE65AG | 416833.0 | 331778.0 | 2015
Greencoat Capital | Morton Solar | Solar | PV | No | Solar |  | 28.0954 | LV | England | East Midlands | DN228HD |  | 467120.0 | 379462.0 | 2015
Greencoat Capital | Welbeck | Solar | PV | No | Solar |  | 16.0384 | LV | England | East Midlands | NG229EY |  | 460619.0 | 372696.0 | 2015
Greencoat Capital | Gedulah | Solar | PV | No | Solar |  | 18.33 | LV | England | North West | CA73JU |  |  |  | 2015
Greencoat Capital | Rolleston | Solar | PV | No | Solar |  | 18.003 | LV | England | West Midlands | DE139HH |  | 421291.0 | 326955.0 | 2015
Greencoat Capital | Bentham | Solar | PV | No | Solar |  | 11.051 | LV | England | South West | SN54JB |  | 407114.0 | 189633.0 | 2015
Greencoat Capital | Bedborough | Solar | PV | No | Solar |  | 4.999 | LV | England | South West | BH217BQ |  | 404920.0 | 101836.0 | 2015
Greencoat Capital | Slade Farm | Solar | PV | No | Solar |  | 4.0966 | LV | England | South West | TQ72HE |  | 274224.0 | 45194.0 | 2015
Greencoat Capital | FannyHouse | Solar | PV | No | Solar |  | 4.942 | LV | England | North West | LA33EF |  | 342598.0 | 462146.0 | 2015
Greencoat Capital | Guston | Solar | PV | No | Solar |  | 4.9993 | LV | England | South East | CT155EW |  | 632877.0 | 144096.0 | 2015
Greencoat Capital | Long Meadow | Solar | PV | No | Solar |  | 4.1198 | LV | England | South East | LU79DY |  | 493475.0 | 217559.0 | 2015
Greencoat Capital | Margate | Solar | PV | No | Solar |  | 3.366 | LV | England | South West | PL311HE |  | 208657.0 | 66512.0 | 2015
Greencoat Capital | Great Seabrook | Solar | PV | No | Solar |  | 4.965 | LV | England | South East | LU79DY |  | 493192.0 | 217705.0 | 2015
Greencoat Capital | Ferry Farm | Solar | PV | No | Solar |  | 4.924 | LV | England | South East | PO209DZ |  | 485830.0 | 96047.0 | 2015
Greencoat Capital | Canopus | Solar | PV | No | Solar |  | 4.9986 | LV | England | East Midlands | PE227BE |  | 530597.0 | 347613.0 | 2015
Greencoat Capital | Burnham Wick | Solar | PV | No | Solar |  | 4.9992 | LV | England | East of England | CM08LU |  | 596876.0 | 195875.0 | 2015
Greencoat Capital | Upper Wick | Solar | PV | No | Solar |  | 4.9986 | LV | England | South West | GL116DE |  | 371550.0 | 195850.0 | 2015
Greencoat Capital | ScottowMoor | Solar | PV | No | Solar |  | 33.68 | LV | England | East of England | NR105FB |  | 626488.0 | 323770.0 | 2015
Greencoat Capital | Five Oaks | Solar | PV | No | Solar |  | 4.9997 | LV | England | South East | RH149AZ |  | 509003.0 | 130058.0 | 2016
Greencoat Capital | SMSL1 | Solar | PV | No | Solar |  | 4.7696 | LV | England | East of England | NR105FB |  | 626626.0 | 322780.0 | 2016
Greencoat Capital | Eveley | Solar | PV | No | Solar |  | 49.328 | LV | England | South East | SO206SA |  | 432815.0 | 133266.0 | 2016
Greencoat Capital | Ford | Solar | PV | No | Solar |  | 11.5699 | LV | England | South East | BN443AT |  | 517748.0 | 117195.0 | 2016
Greencoat Capital | LowerHouse | Solar | PV | No | Solar |  | 8.2237 | LV | Wales | Wales | NP151JU |  | 334870.0 | 204817.0 | 2016
Greencoat Capital | Sellindge | Solar | PV | No | Solar |  | 11.2093 | LV | England | South East | TN256EE |  | 608480.0 | 137870.0 | 2016
Greencoat Capital | Trowle | Solar | PV | No | Solar |  | 4.9986 | LV | England | South West | BA149BR |  | 383857.0 | 158625.0 | 2016
Greencoat Capital | Bryn Bachau | Solar | PV | No | Solar |  | 4.5721 | LV | Wales | Wales | LL536RQ |  | 243136.0 | 336998.0 | 2016
Greencoat Capital | Bent Spur | Solar | PV | No | Solar |  | 4.992 | LV | England | North West | BL48SJ |  | 375173.0 | 404114.0 | 2016
Greencoat Capital | Swindon | Solar | PV | No | Solar |  | 60.8926 | LV | England | South West | SN49NS |  | 413029.0 | 179126.0 | 2016
Greencoat Capital | SMSL2 | Solar | PV | No | Solar |  | 4.8905 | LV | England | East of England | NR105FB |  | 625975.0 | 323016.0 | 2016
Greencoat Capital | SMSL3 | Solar | PV | No | Solar |  | 4.9524 | LV | England | East of England | NR105FB |  | 625975.0 | 323016.0 | 2016
Greencoat Capital | SMSL4 | Solar | PV | No | Solar |  | 3.6445 | LV | England | East of England | NR105FB |  | 625975.0 | 323016.0 | 2016
Greencoat Capital | Bobbing | Solar | PV | No | Solar |  | 11.6012 | LV | England | South East | ME97HZ |  | 586894.0 | 165757.0 | 2016
Greencoat Capital | Outwood | Solar | PV | No | Solar |  | 4.9701 | LV | England | East of England | CM112TX |  | 568931.0 | 193607.0 | 2016
Greencoat Capital | Lagness | Solar | PV | No | Solar |  | 4.847 | LV | England | South East | PO201LR |  | 490675.0 | 101234.0 | 2016
Greencoat Capital | Seaview | Solar | PV | No | Solar |  | 1.8774 | LV | Wales | Wales | CF365TB |  | 282388.0 | 178878.0 | 2016
Greencoat Capital | 30Acres | Solar | PV | No | Solar |  | 3.773 | LV | England | East Midlands | NG208XT |  | 453432.0 | 367916.0 | 2016
Greencoat Capital | Errol | Solar | PV | No | Solar |  | 12.9994 | LV | Scotland | Scotland | PH27NL |  | 321840.0 | 721031.0 | 2016
Greencoat Capital | Wilsom Farm | Solar | PV | No | Solar |  | 4.0058 | LV | England | South East | GU343BF |  | 472777.0 | 138856.0 | 2016
Greencoat Capital | Honeysome | Solar | PV | No | Solar |  | 4.346 | LV | England | East of England | PE166TG |  | 538755.0 | 286122.0 | 2016
Greencoat Capital | RamseySolar | Solar | PV | No | Solar |  | 4.973 | LV | England | East of England | PE262RU |  | 527862.0 | 284726.0 | 2016
Greencoat Capital | Newton | Solar | PV | No | Solar |  | 4.9873 | LV | England | East of England | NR148GD |  | 624152.0 | 306192.0 | 2016
Greencoat Capital | Severn Beach | Solar | PV | No | Solar |  | 3.9562 | LV | England | South West | BS354NL |  | 354534.0 | 184909.0 | 2016
Greencoat Capital | Marchington | Solar | PV | No | Solar |  | 4.9982 | LV | England | West Midlands | DE65GX |  |  |  | 2016
Greencoat Capital | Tower Hayes | Solar | PV | No | Solar |  | 4.9991 | LV | England | East Midlands | LE671FH |  | 444576.0 | 310822.0 | 2016
Greencoat Capital | Carnemough | Solar | PV | No | Solar |  | 10.1403 | LV | England | South West | TR24EL |  | 191629.0 | 52065.0 | 2016
Greencoat Capital | Kinmel 1 | Solar | PV | No | Solar |  | 4.9986 | LV | Wales | Wales | LL229SD |  |  |  | 2016
Greencoat Capital | Merston | Solar | PV | No | Solar |  | 4.999 | LV | England | South East | PO201LL |  | 489440.0 | 102825.0 | 2016
Greencoat Capital | Carlam Hill Education | Solar | PV | No | Solar |  | 4.998 | LV | England | Yorkshire and the Humber | HU75YX |  |  |  | 2016
Greencoat Capital | Rhewl 1 | Solar | PV | No | Solar |  | 3.0415 | LV | Wales | Wales | NP166AG |  |  |  | 2016
Greencoat Capital | Sudbrook | Solar | PV | No | Solar |  | 4.998 | LV | Wales | Wales | NP265SR |  | 350024.0 | 187852.0 | 2016
Greencoat Capital | Kinmel 2 | Solar | PV | No | Solar |  | 4.992 | LV | Wales | Wales | LL229SG |  |  |  | 2016
Greencoat Capital | Ashby | Solar | PV | No | Solar |  | 4.7991 | LV | England | East Midlands | LE652UN |  | 434525.0 | 317774.0 | 2016
Greencoat Capital | Balcombe | Solar | PV | No | Solar |  | 4.9608 | LV | England | South East | RH194QS |  | 535377.0 | 132854.0 | 2016
Greencoat Capital | Huntspill | Solar | PV | No | Solar |  | 4.993 | LV | England | South West | TA93PN |  | 332877.0 | 144342.0 | 2016
Greencoat Capital | Shuttleworth | Solar | PV | No | Solar |  | 4.9991 | LV | England | North West | BB74LL |  | 382296.0 | 448048.0 | 2016
Greencoat Capital | Wilbees | Solar | PV | No | Solar |  | 4.9987 | LV | England | South East | BN266RU |  | 554339.0 | 106829.0 | 2016
Greencoat Capital | Basin Bridge | Solar | PV | No | Solar |  | 4.9896 | LV | England | East Midlands | CV136JJ |  |  |  | 2016
Greencoat Capital | Pantymoch | Solar | PV | No | Solar |  | 4.992 | LV | Wales | Wales | SA132UT |  | 277876.0 | 190467.0 | 2016
Greencoat Capital | Royston | Solar | PV | No | Solar |  | 4.96 | LV | England | East of England | SG85UT |  | 535667.0 | 242584.0 | 2016
Greencoat Capital | Moor House | Solar | PV | No | Solar |  | 4.9156 | LV | England | North West | CA144JZ |  | 301300.0 | 525369.0 | 2016
Greencoat Capital | Cranham | Solar | PV | No | Solar |  | 2.9987 | LV | England | London | RM143NU |  | 558400.0 | 187089.0 | 2016
Greencoat Capital | Mill Farm | Solar | PV | No | Solar |  | 4.9967 | LV | England | East Midlands | NG335DP |  | 494872.0 | 331696.0 | 2016
Greencoat Capital | Eckland Lodge | Solar | PV | No | Solar |  | 3.657 | LV | England | East Midlands | LE168HB |  | 478672.0 | 284948.0 | 2016
Greencoat Capital | Royston CIC | Solar | PV | No | Solar |  | 4.896 | LV | England | East of England | SG85UT |  | 535667.0 | 242584.0 | 2016
Greencoat Capital | Pantymoch CIC | Solar | PV | No | Solar |  | 4.896 | LV | Wales | Wales | SA132UT |  | 277876.0 | 190467.0 | 2016
Greencoat Capital | Wick Road CIC | Solar | PV | No | Solar |  | 2.1994 | LV | England | South West | BS246RR |  | 331664.0 | 154677.0 | 2016
Greencoat Capital | Wick Road | Solar | PV | No | Solar |  | 4.6627 | LV | England | South West | BS246RR |  | 331664.0 | 154677.0 | 2016
Greencoat Capital | Bransholme Solar | Solar | PV | No | Solar |  | 4.998 | LV | England | Yorkshire and the Humber | HU75YX |  |  |  | 2016
Greencoat Capital | Rolls Royce | Solar | PV | No | Solar |  | 3.2 | LV | England | South West | BS346QA |  | 360460.0 | 180792.0 | 2016
Greencoat Capital | Rhewl 2 | Solar | PV | No | Solar |  | 3.0716 | LV | Wales | Wales | NP166AG |  |  |  | 2016
Greencoat Capital | Carrowdore | Solar | PV | No | Solar |  | 5.9816 | LV | Northern Ireland | Northern Ireland | BT222HH |  | 169400.0 | 525454.0 | 2017
Greencoat Capital | Carver Hey | Solar | PV | No | Solar |  | 2.5056 | LV | England | North West | PR44SX |  | 348519.0 | 423631.0 | 2017
Greencoat Capital | Woodhouse | Solar | PV | No | Solar |  | 4.9795 | LV | England | West Midlands | ST145HY |  | 409432.0 | 339052.0 | 2017
Greencoat Capital | Brent Broad | Solar | PV | No | Solar |  | 3.7584 | LV | England | South West | BS246RR |  | 332623.0 | 152727.0 | 2017
Greencoat Capital | Home Farm | Solar | PV | No | Solar |  | 4.9873 | LV | England | South West | GL519RS |  | 393986.0 | 226037.0 | 2017
Greencoat Capital | Arnawood | Solar | PV | No | Solar |  | 4.992 | LV | England | North West | LA20AE |  | 346363.0 | 459484.0 | 2017
Greencoat Capital | Bilsborrow | Solar | PV | No | Solar |  | 4.9926 | LV | England | North West | PR30RU |  | 350124.0 | 439100.0 | 2017
Greencoat Capital | Snettisham | Solar | PV | No | Solar |  | 2.6928 | LV | England | East of England | PE317NE |  | 570621.0 | 334187.0 | 2017
Greencoat Capital | Otherton | Solar | PV | No | Solar |  | 2.5186 | LV | England | West Midlands | WR65LS |  | 380432.0 | 254242.0 | 2017
Greencoat Capital | West Strathore | Solar | PV | No | Solar |  | 4.9773 | LV | Scotland | Scotland | KY14DQ |  | 328619.0 | 697504.0 | 2017
Greencoat Capital | Potters Bar | Solar | PV | No | Solar |  | 4.9981 | LV | England | East of England | EN63DQ |  | 524112.0 | 202677.0 | 2017
Greencoat Capital | Widehurst | Solar | PV | No | Solar |  | 4.9862 | LV | England | South East | TN129LN |  | 575536.0 | 142994.0 | 2017
Greencoat Capital | Ainderby | Solar | PV | No | Solar |  | 4.961 | LV | England | Yorkshire and the Humber | DL79PZ |  | 433420.0 | 492119.0 | 2017
Greencoat Capital | Bann Road | Solar | PV | No | Solar |  | 45.7528 | LV | Northern Ireland | Northern Ireland |  |  | 111262.0 | 571958.0 | 2017
Greencoat Capital | Cockett Valley | Solar | PV | No | Solar |  | 4.9993 | LV | Wales | Wales | SA54TH |  | 260884.0 | 195188.0 | 2017
Greencoat Capital | Henley | Solar | PV | No | Solar |  | 4.999 | LV | England | West Midlands | SY66RS |  | 345599.0 | 288062.0 | 2017
Greencoat Capital | Upper Meadowley | Solar | PV | No | Solar |  | 4.8654 | LV | England | West Midlands | WV166UQ |  | 366792.0 | 292516.0 | 2017
Greencoat Capital | Wraysbury | Solar | PV | No | Solar |  | 3.049 | LV | England | South East | TW195AH |  | 501492.0 | 172752.0 | 2017
Greencoat Capital | Berthllwyd | Solar | PV | No | Solar |  | 4.9648 | LV | Wales | Wales | CF371PS |  | 307796.0 | 188016.0 | 2017
Greencoat Capital | Bodwen | Solar | PV | No | Solar |  | 4.9998 | LV | England | South West | PL268RP |  | 202672.0 | 60536.0 | 2017
Greencoat Capital | Ebnal Lodge | Solar | PV | No | Solar |  | 4.9894 | LV | England | West Midlands | SY107BL |  | 331810.0 | 334117.0 | 2017
Greencoat Capital | Sandhutton | Solar | PV | No | Solar |  | 4.9998 | LV | England | Yorkshire and the Humber | YO74RW |  | 439302.0 | 482532.0 | 2017
Greencoat Capital | Hunger Hill | Solar | PV | No | Solar |  | 4.9958 | LV | England | North East | DL21JZ |  | 433439.0 | 512522.0 | 2017
Greencoat Capital | Wrea Green | Solar | PV | No | Solar |  | 4.8797 | LV | England | North West | PR42WP |  | 338850.0 | 431150.0 | 2017
Greencoat Capital | CommonFarm | Solar | PV | No | Solar |  | 3.3364 | LV | England | South West | SN49QJ |  | 413720.0 | 181837.0 | 2017
Greencoat Capital | Netley | Solar | PV | No | Solar |  | 4.997 | LV | England | South East | SO315FF |  | 446625.0 | 109005.0 | 2017
Greencoat Capital | West Carclaze | Solar | PV | No | Solar |  | 4.9948 | LV | England | South West | PL268XL |  | 201930.0 | 55161.0 | 2017
Greencoat Capital | Belper | Solar | PV | No | Solar |  | 4.9979 | LV | England | East Midlands | TS160PS |  | 437351.0 | 348648.0 | 2017
Greencoat Capital | Carmarthen | Solar | PV | No | Solar |  | 4.7012 | LV | Wales | Wales | SA312LS |  | 0.0 | 0.0 | 2017
Greencoat Capital | Clay Cross | Solar | PV | No | Solar |  | 4.9928 | LV | England | North West | CA141LG |  | 301000.0 | 532000.0 | 2017
Greencoat Capital | Lisburn | Solar | PV | No | Solar |  | 20.5 | LV | Northern Ireland | Northern Ireland | BT282SL |  | 134798.0 | 521384.0 | 2017
Greencoat Capital | Mount Farm | Solar | PV | No | Solar |  | 23.0789 | HV | England | West Midlands | WR12 7JA |  |  |  | 2016
Greencoat Capital | Vine Farm | Solar | PV | No | Solar |  | 45.916 | HV | England | East of England | SG8 0HJ |  |  |  | 2016
Greencoat Capital | Rose & Crown | Solar | PV | No | Solar |  | 30.107 | HV | England | East of England | PE14 7JB |  |  |  | 2016
Greencoat Capital | Laurel Hill | Solar | PV | No | Solar |  | 14.202 |  | Northern Ireland | Northern Ireland | BT25 1JS |  |  |  | 2018
Greencoat Capital | Trefullock | Solar | PV | No | Solar |  | 4.9694 | LV | England | South West | TR8 5BH |  |  |  | 2016
Greencoat Capital | Thornham | Solar | PV | No | Solar |  | 20.627 | LV | England | East of England | PE36 5LH |  |  |  | 2022
Greencoat Capital | Beech Farm | Solar | PV | No | Solar |  | 4.3027 |  | England | South West | SN6 7SE |  |  |  | 2016
Greencoat Capital | Dove View | Solar | PV | No | Solar |  | 4.5652 |  | England | West Midlands | ST14 8JY |  |  |  | 2022
Greencoat Capital | Hurcott | Solar | PV | No | Solar |  | 9.9965 |  | England | South West | TA19 0JS |  |  |  | 2015
Greencoat Capital | Turweston | Solar | PV | No | Solar |  | 16.4448 |  | England | South East | NN13 5YD |  |  |  | 2014
Greencoat Capital | Streetfield | Solar | PV | No | Solar |  | 49.9875 |  | England | West Midlands | LE17 4HS |  |  |  | 2022
Greencoat Capital | Carn Nicholas | Solar | PV | No | Solar |  | 9.9 |  | Wales | Wales | SA1 7BL |  |  |  | 2017
Greencoat Capital | Bury Green | Solar | PV | No | Solar |  | 4.6847 |  | England | East of England | PE26 2RY |  |  |  | 2015
Greencoat Capital | Thaxted | Solar | PV | No | Solar |  | 4.997 |  | England | East of England | CM6 2RD |  |  |  | 2016
Greencoat Capital | Gorse Lane | Solar | PV | No | Solar |  | 2.7711 |  | England | East Midlands | NG34 8PF |  |  |  | 2017
Greencoat Capital | Tappaghan Wind Farm | Wind | Onshore | No | Wind |  | 28.5 | LV | Northern Ireland | Northern Ireland |  |  | 41015.0 | 531174.0 | 2005
Greencoat Capital | Braes of Doune Wind Farm | Wind | Onshore | No | Wind |  | 72 | HV | Scotland | Scotland |  |  | 272590.0 | 710500.0 | 2007
Greencoat Capital | Bin Mountain Wind Farm | Wind | Onshore | No | Wind |  | 9 | LV | Northern Ireland | Northern Ireland |  |  | 57145.0 | 558200.0 | 2007
Greencoat Capital | Slieve Divena | Wind | Onshore | No | Wind |  | 30 | LV | Northern Ireland | Northern Ireland |  |  | 69602.0 | 524593.0 | 2009
Greencoat Capital | North Rhins | Wind | Onshore | No | Wind |  | 22 | LV | Scotland | Scotland |  |  | 201980.0 | 557960.0 | 2009
Greencoat Capital | Carcant Wind Farm | Wind | Onshore | No | Wind |  | 6 | LV | Scotland | Scotland |  |  | 336250.0 | 652850.0 | 2010
Greencoat Capital | Screggagh | Wind | Onshore | No | Wind |  | 20 | LV | Northern Ireland | Northern Ireland |  |  | 54566.0 | 520549.0 | 2011
Greencoat Capital | Church Hill | Wind | Onshore | No | Wind |  | 18.4 | LV | Northern Ireland | Northern Ireland |  |  | 31711.0 | 543769.0 | 2012
Greencoat Capital | Crighshane | Wind | Onshore | No | Wind |  | 32.2 | HV | Northern Ireland | Northern Ireland |  |  | 29021.0 | 542409.0 | 2012
Greencoat Capital | Drone Hill | Wind | Onshore | No | Wind |  | 28.6 | LV | Scotland | Scotland |  |  | 383719.0 | 667227.0 | 2012
Greencoat Capital | Cotton Farm | Wind | Onshore | No | Wind |  | 16.4 | LV | England | East of England |  |  | 523270.0 | 264130.0 | 2013
Greencoat Capital | Earls Hall Farm | Wind | Onshore | No | Wind |  | 10.25 | LV | England | East of England |  |  | 614550.0 | 216860.0 | 2013
Greencoat Capital | Kildrummy | Wind | Onshore | No | Wind |  | 18.4 | LV | Scotland | Scotland |  |  | 357655.0 | 815170.0 | 2013
Greencoat Capital | Sixpenny Wood | Wind | Onshore | No | Wind |  | 20.5 | LV | England | Yorkshire and the Humber |  |  | 478500.0 | 427500.0 | 2013
Greencoat Capital | Yelvertoft | Wind | Onshore | No | Wind |  | 16.4 | LV | England | East Midlands |  |  | 457887.0 | 275532.0 | 2013
Greencoat Capital | Maerdy | Wind | Onshore | No | Wind |  | 24 | LV | Wales | Wales |  |  | 295390.0 | 199853.0 | 2013
Greencoat Capital | Langhope Rig | Wind | Onshore | No | Wind |  | 16.4 | LV | Scotland | Scotland |  |  | 340519.0 | 615032.0 | 2013
Greencoat Capital | Boganlea | Wind | Onshore | No | Wind |  | 2.31 | LV | Scotland | Scotland | AB535UY |  | 382155.0 | 852949.0 | 2014
Greencoat Capital | Stroupster | Wind | Onshore | No | Wind |  | 29.9 | LV | Scotland | Scotland |  |  | 334250.0 | 966250.0 | 2015
Greencoat Capital | Corriegarth | Wind | Onshore | No | Wind |  | 69.5 | HV | Scotland | Scotland |  |  | 257500.0 | 813500.0 | 2017
Greencoat Capital | Bishopthorpe | Wind | Onshore | No | Wind |  | 16.4 | LV | England | East Midlands |  |  | 532679.0 | 403330.0 | 2017
Greencoat Capital | Slieve Divena 2 | Wind | Onshore | No | Wind |  | 18.8 | LV | Northern Ireland | Northern Ireland |  |  | 69602.0 | 524593.0 | 2017
Greencoat Capital | Brockaghboy | Wind | Onshore | No | Wind |  | 47.5 | LV | Northern Ireland | Northern Ireland |  |  | 96550.0 | 571846.0 | 2017
Greencoat Capital | Tom Nan Clach | Wind | Onshore | No | Wind |  | 39.1 | HV | Scotland | Scotland |  |  | 286500.0 | 834500.0 | 2019
Greencoat Capital | Windy Rig | Wind | Onshore | No | Wind |  | 43.2 | HV | Scotland | Scotland |  |  |  |  | 2021
Greencoat Capital | Glen Kyllachy | Wind | Onshore | No | Wind |  | 48.5 | HV | Scotland | Scotland |  |  |  |  | 2021
Greencoat Capital | Douglas West | Wind | Onshore | No | Wind |  | 44.85 | LV | Scotland | Scotland |  |  |  |  | 2014
Greencoat Capital | TwentyShilling Hill | Wind | Onshore | No | Wind |  | 37.8 | LV | Scotland | Scotland |  |  |  |  | 2015
Greencoat Capital | South Kyle | Wind | Onshore | No | Wind |  | 240 |  | Scotland | Scotland |  |  |  |  | 2023
Greencoat Capital | Dalquhandy | Wind | Onshore | No | Wind |  | 42 |  | Scotland | Scotland |  |  |  |  | 2023
Intergen | Rocksavage Power Company Ltd | Fossil Fuel | CCGT | No | Natural Gas |  | 810 | HV | England | North West |  |  | 352414.0 | 377661.0 | 1998
Intergen | Coryton Energy Company Ltd | Fossil Fuel | CCGT | No | Natural Gas |  | 800 | HV | England | South East |  |  | 565166.0 | 178798.0 | 2002
Intergen | Spalding Energy Company Ltd | Fossil Fuel | CCGT | No | Natural Gas |  | 950 | HV | England | East Midlands |  |  | 524944.0 | 320245.0 | 2004
Intergen | Spalding Expansion OCGT | Fossil Fuel | CCGT |  | Natural Gas |  | 300 |  | England | East Midlands | PE11 3BB |  |  |  | 2019
Lightsource BP | Howbery | Solar | PV | No | Solar |  | 0.7485 | LV | England | South East | TR24EP |  | 461755.0 | 190325.0 | 2011
Lightsource BP | Moor Solar 1 | Solar | PV | No | Solar |  | 1.6666 | LV | England | East Midlands |  |  | 544055.0 | 323522.0 | 2011
Lightsource BP | Moor Solar 2 | Solar | PV | No | Solar |  | 1.0675 | LV | England | East Midlands |  |  | 544125.0 | 323559.0 | 2011
Lightsource BP | Howton | Solar | PV | No | Solar |  | 4.9997 | LV | England | South West | PL126QY |  | 238063.0 | 62770.0 | 2011
Lightsource BP | Marston | Solar | PV | No | Solar |  | 4.5114 | LV | England | East Midlands | NG322JP |  | 488029.0 | 342114.0 | 2011
Lightsource BP | Wilburton | Solar | PV | No | Solar |  | 4.99 | LV | England | East of England | CB63PU |  | 547655.0 | 274082.0 | 2011
Lightsource BP | Promens | Solar | PV | No | Solar |  | 1.6485 | LV | England | East of England | NR347TB |  | 644496.0 | 288255.0 | 2011
Lightsource BP | Wheal Jane | Solar | PV | No | Solar |  | 1.42 | LV | England | South West |  |  | 177412.0 | 42176.0 | 2011
Lightsource BP | Walton | Solar | PV | No | Solar |  | 1.7863 | LV | England | South East | KT122EG |  | 511550.0 | 168450.0 | 2011
Lightsource BP | Benbole | Solar | PV | No | Solar |  | 1.739 | LV | England | South West | PL303EF |  | 202931.0 | 74850.0 | 2011
Lightsource BP | Crossness | Solar | PV | No | Solar |  | 1.5037 | LV | England | London | SE29AQ |  | 548450.0 | 180950.0 | 2011
Lightsource BP | Trevemper | Solar | PV | No | Solar |  | 1.6999 | LV | England | South West |  |  | 181946.0 | 59506.0 | 2011
Lightsource BP | Dunsfold | Solar | PV | No | Solar |  | 2.0006 | LV | England | South East |  |  | 501944.09999999998 | 136562.0 | 2011
Lightsource BP | Hawton | Solar | PV | No | Solar |  | 4.877 | LV | England | East Midlands | NG243RJ |  | 479632.0 | 348905.0 | 2011
Lightsource BP | Sandhill | Solar | PV | No | Solar |  | 1.9228 | LV | England | South West |  |  | 316188.0 | 129704.0 | 2011
Lightsource BP | Fawley (Langley) | Solar | PV | No | Solar |  | 4.9997 | LV | England | South East | SO451AB |  | 445171.0 | 100816.0 | 2012
Lightsource BP | Chittering | Solar | PV | No | Solar |  | 4.9934 | LV | England | East of England |  |  | 551488.0 | 271214.0 | 2012
Lightsource BP | Eastacombe | Solar | PV | No | Solar |  | 3.577 | LV | England | South West |  |  | 235435.0 | 99648.0 | 2012
Lightsource BP | Summerlands | Solar | PV | No | Solar |  | 0.8064 | LV | England | South West | EX174DF |  | 284552.0 | 108297.0 | 2012
Lightsource BP | Great Knowles | Solar | PV | No | Solar |  | 2.915 | LV | England | South West | EX226JY |  | 232612.0 | 103213.0 | 2012
Lightsource BP | West Bradley | Solar | PV | No | Solar |  | 1.029 | LV | England | South West | EX168BJ |  | 289684.0 | 114161.0 | 2012
Lightsource BP | Pont Andrew | Solar | PV | No | Solar |  | 1.5443 | LV | Wales | Wales | CF449UL |  | 252617.0 | 210675.0 | 2012
Lightsource BP | Ffos Las | Solar | PV | No | Solar |  | 4.9968 | LV | Wales | Wales |  |  | 245478.0 | 205296.0 | 2012
Lightsource BP | Bodmin | Solar | PV | No | Solar |  | 4.9768 | LV | England | South West | PL312PF |  | 206175.0 | 68428.0 | 2012
Lightsource BP | Langunnett | Solar | PV | No | Solar |  | 6.174 | LV | England | South West | PL220NQ |  | 215569.0 | 57824.0 | 2013
Lightsource BP | Manston | Solar | PV | No | Solar |  | 9.831 | LV | England | South East | CT125AU |  | 634574.0 | 166813.0 | 2013
Lightsource BP | West Farm | Solar | PV | No | Solar |  | 7.63 | LV | Wales | Wales | SA724UN |  | 199608.0 | 203981.0 | 2013
Lightsource BP | Blatchworthy | Solar | PV | No | Solar |  | 1.4125 | LV | England | South West |  | EX169QH | 250572.0 | 140713.0 | 2013
Lightsource BP | Five Mile Drive | Solar | PV | No | Solar |  | 3.912 | LV | England | South West | GL569TG |  | 413600.0 | 235700.0 | 2013
Lightsource BP | Trefinnick | Solar | PV | No | Solar |  | 4.4036 | LV | England | South West | PL178QD |  | 233642.0 | 74030.0 | 2013
Lightsource BP | Cleave Farm | Solar | PV | No | Solar |  | 4.5644 | LV | England | South West | EX394PU |  | 249891.0 | 124902.0 | 2013
Lightsource BP | Rudge Hill Farm | Solar | PV | No | Solar |  | 1.0189 | LV | England | South West | DT102AB |  | 378118.0 | 112656.0 | 2013
Lightsource BP | Says Court | Solar | PV | No | Solar |  | 19.807 | LV | England | South West | BS362NY |  | 368922.0 | 181730.0 | 2014
Lightsource BP | Westwood | Solar | PV | No | Solar |  | 9.181 | LV | England | South East | CT125AS |  | 635063.0 | 166833.0 | 2014
Lightsource BP | Fareham | Solar | PV | No | Solar |  | 20.508 | LV | England | South East | PO141AU |  | 456710.0 | 103840.0 | 2014
Lightsource BP | Knowlton | Solar | PV | No | Solar |  | 11.541 | LV | England | South East | CT31PT |  | 628013.0 | 153474.0 | 2014
Lightsource BP | Crucis Farm | Solar | PV | No | Solar |  | 16.057 | LV | England | South West | GL75DX |  | 406095.0 | 202822.0 | 2014
Lightsource BP | Fairwinds | Solar | PV | No | Solar |  | 12.1969 | LV | England | East of England | SS166EB |  | 565725.0 | 187731.0 | 2014
Lightsource BP | Norrington | Solar | PV | No | Solar |  | 11.145 | LV | England | South West | SN128LT |  | 388259.0 | 164933.0 | 2014
Lightsource BP | Bury Lane | Solar | PV | No | Solar |  | 22.2159 | LV | England | East of England | SG86DF |  | 537439.0 | 244200.0 | 2014
Lightsource BP | Epwell | Solar | PV | No | Solar |  | 8.988 | LV | England | South East | OX156HF |  | 436715.0 | 241041.0 | 2014
Lightsource BP | Brynteg | Solar | PV | No | Solar |  | 14.7866 | LV | Wales | Wales | SA154ND |  | 249621.0 | 203809.0 | 2014
Lightsource BP | Burnthouse | Solar | PV | No | Solar |  | 4.7624 | LV | England | East of England | PE72HS |  | 534234.0 | 294198.0 | 2014
Lightsource BP | Primrose Hill | Solar | PV | No | Solar |  | 4.3452 | LV | England | Yorkshire and the Humber | LN85JE |  | 460491.0 | 428957.0 | 2015
Lightsource BP | Crundale | Solar | PV | No | Solar |  | 43.6643 | LV | Wales | Wales | SA624PY |  | 198922.0 | 217459.0 | 2015
Lightsource BP | Castle Combe | Solar | PV | No | Solar |  | 15.3274 | LV | England | South West | SN147EY |  | 385003.0 | 177211.0 | 2015
Lightsource BP | Horam | Solar | PV | No | Solar |  | 2.571 | LV | England | South East | TN210JB |  | 557342.0 | 117038.0 | 2015
Lightsource BP | Hill House Farm | Solar | PV | No | Solar |  | 28.3118 | LV | England | South West | GL27AN |  | 375073.0 | 204169.0 | 2015
Lightsource BP | Burthy | Solar | PV | No | Solar |  | 13.0804 | LV | England | South West | TR85BN |  | 191082.0 | 55525.0 | 2015
Lightsource BP | Little Neath | Solar | PV | No | Solar |  | 6.135 | LV | Wales | Wales | SA715AA |  | 191001.0 | 200291.0 | 2015
Lightsource BP | Prestop Park | Solar | PV | No | Solar |  | 15.852 | LV | England | East Midlands | LE652TE |  | 433582.0 | 316633.0 | 2015
Lightsource BP | Sundorne Grove | Solar | PV | No | Solar |  | 18.226 | LV | England | West Midlands | SY44RR |  | 352826.0 | 315367.0 | 2015
Lightsource BP | Wrockwardine | Solar | PV | No | Solar |  | 10.468 | LV | England | West Midlands | TF50BJ |  | 361262.0 | 311911.0 | 2015
Lightsource BP | St Francis | Solar | PV | No | Solar |  | 4.3253 | LV | England | South East | TN339BL |  | 572709.0 | 111249.0 | 2015
Lightsource BP | Treguff | Solar | PV | No | Solar |  | 3.7365 | LV | Wales | Wales | CF715LT |  | 302265.0 | 171141.0 | 2015
Lightsource BP | Henbury Quarry | Solar | PV | No | Solar |  | 3.684 | LV | England | South West | BH213QZ |  | 396735.0 | 97102.0 | 2015
Lightsource BP | Exning | Solar | PV | No | Solar |  | 30.276 | LV | England | East of England | CB80XG |  | 561429.0 | 263931.0 | 2015
Lightsource BP | Hill Farm | Solar | PV | No | Solar |  | 7.6934 | LV | Wales | Wales | NP117BB |  | 319254.0 | 192650.0 | 2015
Lightsource BP | Langton (FIT) | Solar | PV | No | Solar |  | 4.3472 | LV | Wales | Wales | SA659RH |  | 194473.0 | 233813.0 | 2015
Lightsource BP | Maes Bach | Solar | PV | No | Solar |  | 4.5594 | LV | Wales | Wales | CF381SL |  | 310571.0 | 185789.0 | 2015
Lightsource BP | Shaftesbury | Solar | PV | No | Solar |  | 4.997 | LV | England | South West | SP79HD |  | 386849.0 | 124179.0 | 2015
Lightsource BP | Upper Clayhill | Solar | PV | No | Solar |  | 4.7492 | LV | England | South East | BN85RR |  | 544648.0 | 114840.0 | 2015
Lightsource BP | Manor Farm Eggington | Solar | PV | No | Solar |  | 4.992 | LV | England | East of England | LU79PB |  | 495555.0 | 226052.0 | 2015
Lightsource BP | Hadley Farm | Solar | PV | No | Solar |  | 4.997 | LV | England | West Midlands | SY133AB |  | 351460.0 | 340636.0 | 2015
Lightsource BP | Bentley Estate | Solar | PV | No | Solar |  | 4.7819 | LV | England | South East | BN86PT |  | 548420.0 | 117019.0 | 2015
Lightsource BP | Church Farm - Slapton | Solar | PV | No | Solar |  | 4.9848 | LV | England | South East | LU79DY |  | 494241.0 | 220134.0 | 2015
Lightsource BP | Cold Harbour | Solar | PV | No | Solar |  | 5 | LV | England | Yorkshire and the Humber | YO73NT |  | 444776.0 | 475104.0 | 2015
Lightsource BP | Nefyn (Tyddyn Cae) | Solar | PV | No | Solar |  | 4.9215 | LV | Wales | Wales | LL536DS |  | 233416.0 | 338035.0 | 2015
Lightsource BP | School Aycliffe | Solar | PV | No | Solar |  | 5 | LV | England | North East | DL56QE |  | 426142.0 | 523694.0 | 2015
Lightsource BP | RedHill Farm | Solar | PV | No | Solar |  | 4.7976 | LV | England | South West | TA210DL |  | 308588.0 | 118087.0 | 2015
Lightsource BP | Lawrence End Park | Solar | PV | No | Solar |  | 5 | LV | England | East of England | LU28PF |  | 513149.0 | 220690.0 | 2015
Lightsource BP | Hornacott | Solar | PV | No | Solar |  | 4.997 | LV | England | South West | EX226SD |  | 230097.0 | 95148.0 | 2015
Lightsource BP | Acrefair | Solar | PV | No | Solar |  | 4.997 | LV | Wales | Wales | LL141TU |  | 328224.0 | 343948.0 | 2015
Lightsource BP | Francis Court | Solar | PV | No | Solar |  | 4.224 | LV | England | South West | EX53LW |  | 297957.0 | 99694.0 | 2015
Lightsource BP | Sheriffhales | Solar | PV | No | Solar |  | 5 | LV | England | West Midlands | TF118QY |  | 375171.0 | 312179.0 | 2015
Lightsource BP | Brook Farm | Solar | PV | No | Solar |  | 8.9104 | LV | England | South East | OX251NX |  | 461083.0 | 217119.0 | 2015
Lightsource BP | Beckton | Solar | PV | No | Solar |  | 0.45264 | LV | England | London | IG110AD |  | 545350.0 | 181950.0 | 2016
Lightsource BP | Manor Farm | Solar | PV | No | Solar |  | 0.7636 | LV | England | South West | TA117BT |  | 493450.0 | 102216.0 | 2016
Lightsource BP | QE2 Reservoir | Solar | PV | No | Solar |  | 6.3377 | LV | England | South East | IG110AD |  | 512509.0 | 167686.0 | 2016
Lightsource BP | Binsted | Solar | PV | No | Solar |  | 4.9979 | LV | England | South East | BN180LN |  | 498131.0 | 106406.0 | 2016
Lightsource BP | Stragglethorpe | Solar | PV | No | Solar |  | 4.9993 | LV | England | East Midlands | NG123HD |  | 463188.0 | 336136.0 | 2016
Lightsource BP | Crookedstone | Solar | PV | No | Solar |  | 4.8318 | LV | Northern Ireland | Northern Ireland | BT294EH |  | 129401.0 | 538723.0 | 2016
Lightsource BP | South Creake | Solar | PV | No | Solar |  | 26.0012 | LV | England | East of England | NR219LY |  | 585483.0 | 335992.0 | 2016
Lightsource BP | Morfa | Solar | PV | No | Solar |  | 1.999 | LV | Wales | Wales | CF612YT |  | 258062.0 | 301195.0 | 2016
Lightsource BP | Charity Farm - CfD | Solar | PV | No | Solar |  | 14.4025 | LV | England | West Midlands | SY45SX |  | 345545.0 | 325520.0 | 2016
Lightsource BP | Bentley Estate 2 | Solar | PV | No | Solar |  | 4.9961 | LV | England | South East | BN86PT |  | 548465.0 | 117641.0 | 2016
Lightsource BP | Cwrt Henllys | Solar | PV | No | Solar |  | 4.9925 | LV | Wales | Wales | NP447AS |  | 326262.0 | 191423.0 | 2016
Lightsource BP | Gelli Gron | Solar | PV | No | Solar |  | 3.597 | LV | Wales | Wales | LL536DQ |  | 241787.0 | 339725.0 | 2016
Lightsource BP | Hill Hall Farm | Solar | PV | No | Solar |  | 4.999 | LV | England | East of England | CM74SH |  | 565650.0 | 232265.0 | 2016
Lightsource BP | Wick Red Farm | Solar | PV | No | Solar |  | 4.9535 | LV | England | South West | BS240HD |  | 331399.0 | 154837.0 | 2016
Lightsource BP | Millar Farm | Solar | PV | No | Solar |  | 7.2109 | LV | Northern Ireland | Northern Ireland | BT412JJ |  | 127283.0 | 546753.0 | 2017
Lightsource BP | Bolsovermoor Quarry | Solar | PV | No | Solar |  | 4.9979 | LV | England | East Midlands | S446XE |  | 449954.0 | 371271.0 | 2017
Lightsource BP | Fields Farm (Agden) | Solar | PV | No | Solar |  | 4.9975 | LV | England | North West | SY134RB |  | 351085.0 | 344240.0 | 2017
Lightsource BP | Pen Rhiw | Solar | PV | No | Solar |  | 4.748 | LV | Wales | Wales | CF453UX |  | 304596.0 | 197986.0 | 2017
Lightsource BP | Safeguard Bradwall | Solar | PV | No | Solar |  | 4.9975 | LV | England | North West | CW100LA |  | 375914.0 | 363479.0 | 2017
Lightsource BP | Sharland Farm | Solar | PV | No | Solar |  | 2.7711 | LV | England | South West | EX176SJ |  | 274885.0 | 105456.0 | 2017
Lightsource BP | High Point | Solar | PV | No | Solar |  | 3.7484 | LV | England | West Midlands | DY149AD |  | 366415.0 | 270925.0 | 2017
Lightsource BP | Green Lane | Solar | PV | No | Solar |  | 4.2299 | LV | England | West Midlands | ST148LQ |  | 414839.0 | 330919.0 | 2017
Lightsource BP | Middle Balbeggie | Solar | PV | No | Solar |  | 4.9975 | LV | Scotland | Scotland | KY13NW |  | 328584.0 | 696136.0 | 2017
Lightsource BP | NOR Parsonage Wood | Solar | PV | No | Solar |  | 4.1835 | LV | England | South West | EX226LA |  | 231095.0 | 102160.0 | 2017
Lightsource BP | Meadow Farm (Thorpe Lanton) | Solar | PV | No | Solar |  | 4.998 | LV | England | East Midlands | LE167TR |  | 472795.0 | 290643.0 | 2017
Lightsource BP | Park Farm West | Solar | PV | No | Solar |  | 3.9348 | LV | Wales | Wales | NP183NY |  | 331876.0 | 191657.0 | 2017
Lightsource BP | Pressock | Solar | PV | No | Solar |  | 4.249 | LV | Scotland | Scotland | DD82SN |  | 356791.0 | 749786.0 | 2017
Lightsource BP | North Tenement | Solar | PV | No | Solar |  | 4.9979 | LV | Wales | Wales | SA623NX |  | 193951.0 | 212945.0 | 2017
Lightsource BP | Finvoy | Solar | PV | No | Solar |  | 5.9609 | LV | Northern Ireland | Northern Ireland | BT448SD |  | 112523.0 | 572478.0 | 2017
Lightsource BP | NI Cluster Lough Road | Solar | PV | No | Solar |  | 5.399 | LV | Northern Ireland | Northern Ireland | BT282PQ |  | 129148.0 | 526209.0 | 2017
Lightsource BP | NI Cluster Knockairn Road | Solar | PV | No | Solar |  | 5.3985 | LV | Northern Ireland | Northern Ireland | BT294UE |  | 131013.0 | 531722.0 | 2017
Lightsource BP | NI Cluster Hillside | Solar | PV | No | Solar |  | 5.399 | LV | Northern Ireland | Northern Ireland | BT282PQ |  | 129820.0 | 526363.0 | 2017
Lightsource BP | NI Cluster Moira Road | Solar | PV | No | Solar |  | 5.9371 | LV | Northern Ireland | Northern Ireland | BT294JL |  | 129536.0 | 531688.0 | 2017
Lightsource BP | NI Cluster Belfast Road | Solar | PV | No | Solar |  | 9.9919 | LV | Northern Ireland | Northern Ireland | BT294TH |  | 134568.0 | 534503.0 | 2017
Lightsource BP | Maghaberry | Solar | PV | No | Solar |  | 27.099 | LV | Northern Ireland | Northern Ireland | BT282PT |  | 129097.0 | 520344.0 | 2018
Lightsource BP | Brett Martin | Solar | PV | No | Solar |  | 6.4858 | LV | Northern Ireland | Northern Ireland | BT364QU |  | 141191.0 | 538562.0 | 2018
Lightsource BP | Pilkington | Solar | PV | No | Solar |  | 2.2968 | LV | England | North West | L407TB |  | 346150.0 | 408856.0 | 2019
Lightsource BP | Ibstock | Solar | PV | No | Solar |  | 4.8196 | LV | England | West Midlands |  | LE676HS |  |  | 2020
Lightsource BP | Goosehall | Solar | PV | No | Solar |  | 43.2216 | LV | England | East of England | CB250BN |  |  |  | 2020
Lightsource BP | Laceby CIC2 | Solar | PV | No | Solar |  | 24.6025 | [7 empty] | 2017
Lightsource BP | Llancadle | Solar | PV | No | Solar |  | 4.9979 | [7 empty] | 2011
Lightsource BP | Teyrdan CIC | Solar | PV | No | Solar |  | 45.916 | [7 empty] | 2016
Lightsource BP | Teyrdan SPV | Solar | PV | No | Solar |  | 45.916 | [7 empty] | 2016
Lightsource BP | Thorne | Solar | PV | No | Solar |  | 5.399 | [7 empty] | 2017
Lightsource BP | Watnall | Solar | PV | No | Solar |  | 3.9348 | [7 empty] | 2017
Lightsource BP | Arkwright CIC | Solar | PV | No | Solar |  | 4.1835 | [7 empty] | 2017
Lightsource BP | Arkwright SPV | Solar | PV | No | Solar |  | 26.0012 | [7 empty] | 2016
Lightsource BP | Firs Road CIC1 | Solar | PV | No | Solar |  | 14.4025 | [7 empty] | 2017
Lightsource BP | Firs Road CIC2 | Solar | PV | No | Solar |  | 4.9925 | [7 empty] | 2016
Lightsource BP | Hafod CIC | Solar | PV | No | Solar |  | 3.597 | [7 empty] | 2017
Lightsource BP | Hafod SPV | Solar | PV | No | Solar |  | 9.9919 | [7 empty] | 2017
Lightsource BP | Laceby CIC1 | Solar | PV | No | Solar |  | 4.9975 | [7 empty] | 2017
LondonEnergy | Londonwaste Ltd | Bioenergy | Bioenergy | No | MSW |  | 58 | LV | England | London | N183AG |  | 535050.0 | 192550.0 | 1970
Marchwood Power | Marchwood Power | Fossil Fuel | CCGT | No | Natural Gas |  | 898 | HV | England | South East | SO404BD |  | 438274.0 | 108147.0 | 2009
Moray Offshore Windfarm (East) Ltd | Moray Offshore Windfarm East Limited | Wind | Offshore | No | Wind |  | 950 |  | Scotland | Scotland | AB43 9BR |  |  |  | 2021
Octopus Investments | Craymarsh | Solar | PV | No | Solar |  | 1.8161 | LV | England | South West | SN126RG |  | 393506.0 | 162624.0 | 2012
Octopus Investments | Park Wall | Solar | PV | No | Solar |  | 4.998 | LV | England | South West | TA70HY |  | 332133.0 | 136030.0 | 2012
Octopus Investments | Lenham | Solar | PV | No | Solar |  | 6.6067 | LV | England | South East | ME172HX |  | 589450.0 | 151072.0 | 2012
Octopus Investments | Bradford | Solar | PV | No | Solar |  | 5.2874 | LV | England | South West | EX226LQ |  | 227973.0 | 100750.0 | 2013
Octopus Investments | Bratton Fleming | Solar | PV | No | Solar |  | 4.9921 | LV | England | South West | EX327LG |  | 265395.0 | 137979.0 | 2013
Octopus Investments | Chittering 2 | Solar | PV | No | Solar |  | 6.3046 | LV | England | East of England | CB259PH |  | 551264.0 | 270881.0 | 2013
Octopus Investments | Ellicombe | Solar | PV | No | Solar |  | 1.3257 | LV | England | South West | EX175LS |  | 274429.0 | 105004.0 | 2013
Octopus Investments | Hatchlands | Solar | PV | No | Solar |  | 5.2175 | LV | England | South West | TQ97LB |  | 273302.0 | 59712.0 | 2013
Octopus Investments | Higher Knapp Farm | Solar | PV | No | Solar |  | 1.5116 | LV | England | South West | TA36AY |  | 330222.0 | 124913.0 | 2013
Octopus Investments | Little T | Solar | PV | No | Solar |  | 5.4439 | LV | England | South West | TR109EF |  | 171916.0 | 31778.0 | 2013
Octopus Investments | Lovedean | Solar | PV | No | Solar |  | 4.5438 | LV | England | South East | PO80SH |  | 468005.0 | 112956.0 | 2013
Octopus Investments | Marley Thatch | Solar | PV | No | Solar |  | 6.2227 | LV | England | South West | TQ109LW |  | 271573.0 | 59890.0 | 2013
Octopus Investments | Newlands | Solar | PV | No | Solar |  | 4.279 | LV | England | South West | EX135SF |  | 333040.0 | 97434.0 | 2013
Octopus Investments | Ninnis | Solar | PV | No | Solar |  | 3.8822 | LV | England | South West | PL267EN |  | 198252.0 | 50490.0 | 2013
Octopus Investments | North Perrott Fruit Farm | Solar | PV | No | Solar |  | 0.8232 | LV | England | South West | TA187SN |  | 346475.0 | 110116.0 | 2013
Octopus Investments | Palfreys Barton | Solar | PV | No | Solar |  | 0.96138 | LV | England | South West | EX167RZ |  | 296533.0 | 118055.0 | 2013
Octopus Investments | Parkhouse | Solar | PV | No | Solar |  | 6.6405 | LV | England | South East | SP97UZ |  | 422792.0 | 144085.0 | 2013
Octopus Investments | Rudge Manor | Solar | PV | No | Solar |  | 6.3872 | LV | England | South West | SN82HN |  | 427444.0 | 169114.0 | 2013
Octopus Investments | Shipton Bellinger | Solar | PV | No | Solar |  | 5.4331 | LV | England | South East | SP40EG |  | 423437.0 | 143998.0 | 2013
Octopus Investments | Slaughtergate | Solar | PV | No | Solar |  | 1.8385 | LV | England | South West | SP85NH |  | 378233.0 | 127441.0 | 2013
Octopus Investments | Southcombe Farm | Solar | PV | No | Solar |  | 1.2127 | LV | England | South West | EX215RF |  | 244284.0 | 111956.0 | 2013
Octopus Investments | Strete | Solar | PV | No | Solar |  | 4.8546 | LV | England | South West | EX52PL |  | 304235.0 | 94913.0 | 2013
Octopus Investments | Tavells | Solar | PV | No | Solar |  | 5.4106 | LV | England | South East | SO404WH |  | 438181.0 | 110655.0 | 2013
Octopus Investments | Tregassow | Solar | PV | No | Solar |  | 5.8714 | LV | England | South West | TR49BL |  | 185395.0 | 49565.0 | 2013
Octopus Investments | Turves | Solar | PV | No | Solar |  | 4.998 | LV | England | East of England | PE72HS |  | 533992.0 | 294321.0 | 2013
Octopus Investments | Whiddon Farm | Solar | PV | No | Solar |  | 0.89739 | LV | England | South West | EX226PJ |  | 239451.0 | 97227.0 | 2013
Octopus Investments | Willsland | Solar | PV | No | Solar |  | 3.267 | LV | England | South West | EX215LS |  | 250049.0 | 104054.0 | 2013
Octopus Investments | Burntstalk Farm | Solar | PV | No | Solar |  | 11.5248 | LV | England | East of England | PE321JA |  | 577721.0 | 311630.0 | 2013
Octopus Investments | Causilgey | Solar | PV | No | Solar |  | 4.998 | LV | England | South West | TR49EP |  | 177775.0 | 47586.0 | 2013
Octopus Investments | Chawton | Solar | PV | No | Solar |  | 3.6544 | LV | England | South East | PO318QT |  | 449357.0 | 93055.0 | 2013
Octopus Investments | Chediston Hall | Solar | PV | No | Solar |  | 12.348 | LV | England | East of England | IP190RA |  | 636663.0 | 278367.0 | 2013
Octopus Investments | Hewas | Solar | PV | No | Solar |  | 5.9829 | LV | England | South West | TR24EP |  | 191590.0 | 53161.0 | 2013
Octopus Investments | The Hollies | Solar | PV | No | Solar |  | 8.605 | LV | England | East Midlands | PE244SH |  | 549558.0 | 363539.0 | 2013
Octopus Investments | Apse New Barn | Solar | PV | No | Solar |  | 3.0658 | LV | England | South East | PO377PS |  | 456363.0 | 82780.0 | 2013
Octopus Investments | Higher Trenhayle | Solar | PV | No | Solar |  | 2.9322 | LV | England | South West | TR275JU |  | 158256.0 | 36251.0 | 2013
Octopus Investments | Hollamoor | Solar | PV | No | Solar |  | 2.2363 | LV | England | South West | EX313HX |  | 254698.0 | 129964.0 | 2013
Octopus Investments | Lexham | Solar | PV | No | Solar |  | 7.9184 | LV | England | East of England | PE322RY |  | 587463.0 | 319985.0 | 2013
Octopus Investments | Tredown Farm | Solar | PV | No | Solar |  | 1.4348 | LV | England | South West | PL160HH |  | 239431.0 | 81407.0 | 2013
Octopus Investments | Penhale | Solar | PV | No | Solar |  | 3.5251 | LV | England | South West | PL277RQ |  | 194606.0 | 71371.0 | 2013
Octopus Investments | Mopley/Cadland | Solar | PV | No | Solar |  | 3.016 | LV | England | South East | SO451YH |  | 444681.0 | 100949.0 | 2013
Octopus Investments | Bishops Sutton | Solar | PV | No | Solar |  | 12 | LV | England | South East | SO240AA |  | 459558.0 | 131825.0 | 2014
Octopus Investments | Rew Farm | Solar | PV | No | Solar |  | 5.0627 | LV | England | South West | PL305AW |  | 209034.0 | 61130.0 | 2014
Octopus Investments | Week Farm 2 | Solar | PV | No | Solar |  | 3.7301 | LV | England | South West | EX387HU |  | 251218.0 | 119059.0 | 2014
Octopus Investments | Willburton 2 (Mingay Farm) | Solar | PV | No | Solar |  | 19.3208 | LV | England | East of England | CB63PU |  | 547073.0 | 272967.0 | 2014
Octopus Investments | Hazard | Solar | PV | No | Solar |  | 5.6566 | LV | England | South West | TQ97LN |  | 274991.0 | 59302.0 | 2014
Octopus Investments | Crapnell Farm | Solar | PV | No | Solar |  | 4.6679 | LV | England | South West | BA53HG |  | 359691.0 | 145698.0 | 2014
Octopus Investments | Hill Farm (OI) | Solar | PV | No | Solar |  | 10.8443 | LV | England | South East | PO360BB |  | 461387.0 | 89012.0 | 2014
Octopus Investments | Drapers Farm | Solar | PV | No | Solar |  | 5.9986 | LV | England | East of England | CM31QF |  | 572146.0 | 220468.0 | 2014
Octopus Investments | Reaches Farm | Solar | PV | No | Solar |  | 6.2436 | LV | England | East of England | IP265LA |  | 573913.0 | 298817.0 | 2014
Octopus Investments | Meadow Farm | Solar | PV | No | Solar |  | 6.114 | LV | England | East of England | IP264RG |  | 572611.0 | 296975.0 | 2014
Octopus Investments | Little Morton | Solar | PV | No | Solar |  | 14.289 | LV | England | East Midlands | DN228HE |  | 467187.0 | 379023.0 | 2014
Octopus Investments | Abbots Ripton | Solar | PV | No | Solar |  | 24.6672 | LV | England | East of England | PE282LQ |  | 522746.0 | 277158.0 | 2014
Octopus Investments | Manor Farm Dorset | Solar | PV | No | Solar |  | 4.922 | LV | England | South West | SP85PR |  | 377815.0 | 128359.0 | 2014
Octopus Investments | Lodge Farm | Solar | PV | No | Solar |  | 11.9975 | LV | England | East Midlands | NG139PL |  | 478519.0 | 341598.0 | 2014
Octopus Investments | Sycamore | Solar | PV | No | Solar |  | 19.0121 | LV | England | South East | TN299SY |  | 601943.0 | 125385.0 | 2014
Octopus Investments | North Wayton | Solar | PV | No | Solar |  | 8.3982 | LV | England | South West | PL126QQ |  | 242671.0 | 62588.0 | 2014
Octopus Investments | Hill End Farm | Solar | PV | No | Solar |  | 2.84 | LV | England | South East | RG265HA |  | 462034.0 | 157344.0 | 2014
Octopus Investments | Pyde Drove | Solar | PV | No | Solar |  | 8.436 | LV | England | South West | TA78DN |  | 335530.0 | 142499.0 | 2014
Octopus Investments | Spittleborough | Solar | PV | No | Solar |  | 9.1443 | LV | England | South West | SN48ET |  | 408318.0 | 183058.0 | 2014
Octopus Investments | Stratton Hall | Solar | PV | No | Solar |  | 11.7649 | LV | England | East of England | IP100PL |  | 625674.0 | 239588.0 | 2014
Octopus Investments | Tillhouse | Solar | PV | No | Solar |  | 10.5105 | LV | England | South West | EX53BG |  | 301013.0 | 96534.0 | 2014
Octopus Investments | Decoy | Solar | PV | No | Solar |  | 5.3424 | LV | England | South East | PO203TR |  | 492213.0 | 104099.0 | 2014
Octopus Investments | Ermine Street | Solar | PV | No | Solar |  | 32.4494 | LV | England | East Midlands | NG348QT |  | 499291.0 | 347452.0 | 2014
Octopus Investments | New Row Farm | Solar | PV | No | Solar |  | 4.4504 | LV | England | South West | BA44JT |  | 363204.0 | 145130.0 | 2014
Octopus Investments | Pitts Farm | Solar | PV | No | Solar |  | 3.2141 | LV | England | South West | BA53HG |  | 359176.0 | 146235.0 | 2014
Octopus Investments | Hullavington | Solar | PV | No | Solar |  | 8.316 | LV | England | South West | SN146QP |  | 389154.0 | 182299.0 | 2014
Octopus Investments | The Hydes | Solar | PV | No | Solar |  | 10.7161 | LV | England | East of England | CM74TX |  | 564210.0 | 230560.0 | 2014
Octopus Investments | Manston Thorne | Solar | PV | No | Solar |  | 6.1986 | LV | England | South East | CT125DS |  | 633388.0 | 164922.0 | 2014
Octopus Investments | Ottringham | Solar | PV | No | Solar |  | 6.073 | LV | England | Yorkshire and the Humber | HU120AD |  | 527561.0 | 424182.0 | 2014
Octopus Investments | Sutton Mawr | Solar | PV | No | Solar |  | 7.524 | LV | Wales | Wales | CF623AB |  | 307224.0 | 170024.0 | 2014
Octopus Investments | West Hall | Solar | PV | No | Solar |  | 5.511 | LV | Wales | Wales | CF624ZW |  | 302476.0 | 166946.0 | 2014
Octopus Investments | Clann Farm | Solar | PV | No | Solar |  | 1.489 | LV | England | South West | PL305HD |  | 202639.0 | 63931.0 | 2014
Octopus Investments | Westwood Farm | Solar | PV | No | Solar |  | 5.1469 | LV | England | East Midlands | NG220PF |  | 471765.0 | 370062.0 | 2014
Octopus Investments | Walland Farm | Solar | PV | No | Solar |  | 4.9993 | LV | England | South West | EX395DP |  | 235344.0 | 122223.0 | 2015
Octopus Investments | Wedgehill | Solar | PV | No | Solar |  | 13.5078 | LV | England | South West | BH216SB |  | 406557.0 | 108809.0 | 2015
Octopus Investments | Bryn Yr Odyn | Solar | PV | No | Solar |  | 14.8971 | LV | Wales | Wales | LL625DE |  | 239600.0 | 373400.0 | 2015
Octopus Investments | Avenue Farm | Solar | PV | No | Solar |  | 7.6484 | LV | England | East of England | NR147PJ |  | 628770.0 | 303787.0 | 2015
Octopus Investments | Mount Mill | Solar | PV | No | Solar |  | 11.9998 | LV | England | East Midlands | MK196DG |  | 476366.0 | 237708.0 | 2015
Octopus Investments | Pitchford | Solar | PV | No | Solar |  | 21.0084 | LV | England | West Midlands |  |  | 350965.0 | 302668.0 | 2015
Octopus Investments | Somerton Door | Solar | PV | No | Solar |  | 8.701 | LV | England | South West | TA116JA |  | 347045.0 | 130025.0 | 2015
Octopus Investments | Wiggin Hill | Solar | PV | No | Solar |  | 11.4436 | LV | England | East of England | PE273LL |  | 530442.0 | 273663.0 | 2015
Octopus Investments | Oaklands | Solar | PV | No | Solar |  | 6.8544 | LV | England | South West | TN261ER |  | 596397.0 | 144740.0 | 2015
Octopus Investments | Chisbon | Solar | PV | No | Solar |  | 12.338 | LV | England | East of England | CO168HJ |  | 612862.0 | 218208.0 | 2015
Octopus Investments | Singrug | Solar | PV | No | Solar |  | 11.9959 | LV | Wales | Wales | NP122BG |  | 319137.0 | 193566.0 | 2015
Octopus Investments | Trench Farm | Solar | PV | No | Solar |  | 4.997 | LV | Wales | Wales | LL130NA |  | 338419.0 | 339068.0 | 2015
Octopus Investments | Westerfield | Solar | PV | No | Solar |  | 12.9793 | LV | England | South East | OX183PA |  | 427125.0 | 209714.0 | 2015
Octopus Investments | Parciau | Solar | PV | No | Solar |  | 12.7195 | LV | Wales | Wales | LL551TS |  | 250255.0 | 365482.0 | 2015
Octopus Investments | Melbourn Black Peak | Solar | PV | No | Solar |  | 18.9552 | LV | England | East of England | SG87ND |  | 540507.0 | 244190.0 | 2015
Octopus Investments | Melbourn Muncey Farm | Solar | PV | No | Solar |  | 30.9417 | LV | England | East of England | SG86DG |  | 537951.0 | 242629.0 | 2015
Octopus Investments | Northmoor | Solar | PV | No | Solar |  | 4.9149 | LV | England | South West | EX226TD |  | 227223.0 | 97462.0 | 2015
Octopus Investments | Eakring | Solar | PV | No | Solar |  | 11.7931 | LV | England | East Midlands | NG220AN |  | 466033.0 | 362403.0 | 2015
Octopus Investments | Littleton Farm | Solar | PV | No | Solar |  | 12.0057 | LV | England | South West | DT119QP |  | 388332.0 | 105051.0 | 2015
Octopus Investments | Rydon Farm | Solar | PV | No | Solar |  | 9.5763 | LV | England | South West | TQ126DB |  | 284136.0 | 68721.0 | 2015
Octopus Investments | Thoresby | Solar | PV | No | Solar |  | 19.8092 | LV | England | East Midlands | NG229EX |  | 460364.0 | 370225.0 | 2015
Octopus Investments | Upper Farringdon | Solar | PV | No | Solar |  | 6.1758 | LV | England | South East | GU343HW |  | 471468.0 | 135482.0 | 2015
Octopus Investments | Bystock Farm | Solar | PV | No | Solar |  | 4.05 | LV | England | South West | EX85ED |  | 302289.0 | 84362.0 | 2015
Octopus Investments | Six Hills | Solar | PV | No | Solar |  | 18.7387 | LV | England | East Midlands | LE143PR |  | 463321.0 | 321230.0 | 2015
Octopus Investments | Ryston Farm | Solar | PV | No | Solar |  | 4.6231 | LV | England | East of England | PE380AA |  | 561681.0 | 302008.0 | 2015
Octopus Investments | Waterloo Farm 1 and 2 | Solar | PV | No | Solar |  | 28.6681 | LV | England | East of England | SG192JW |  | 518826.0 | 251804.0 | 2015
Octopus Investments | Woodlands Farm | Solar | PV | No | Solar |  | 13.1592 | LV | England | South East | CT34NB |  | 617569.0 | 163068.0 | 2015
Octopus Investments | Natewood | Solar | PV | No | Solar |  | 8.978 | LV | England | South East | BN273PH |  | 557796.0 | 107151.0 | 2015
Octopus Investments | Cloford Common Farm | Solar | PV | No | Solar |  | 4.9993 | LV | England | South West | BA114PE |  | 373029.0 | 143593.0 | 2015
Octopus Investments | Molland Farm | Solar | PV | No | Solar |  | 4.9985 | LV | England | South West | EX363PS |  | 282422.0 | 126165.0 | 2015
Octopus Investments | Tooley Farm | Solar | PV | No | Solar |  | 4.9985 | LV | England | East of England | CM63AA |  | 564888.0 | 223424.0 | 2015
Octopus Investments | Barn Farm | Solar | PV | No | Solar |  | 4.692 | LV | England | East of England | CO112UX |  | 615682.0 | 231393.0 | 2015
Octopus Investments | Birch Estate | Solar | PV | No | Solar |  | 4.998 | LV | England | East of England | CO20NU |  | 593323.0 | 219800.0 | 2015
Octopus Investments | Mill Hill Farm | Solar | PV | No | Solar |  | 4.9979 | LV | England | Yorkshire and the Humber | YO606QN |  | 463388.0 | 467066.0 | 2015
Octopus Investments | Averill Farm | Solar | PV | No | Solar |  | 4.9979 | LV | England | East Midlands | DE556HB |  | 441094.0 | 361390.0 | 2015
Octopus Investments | Ratcliffe House Farm | Solar | PV | No | Solar |  | 3.498 | LV | England | East Midlands | CV93LZ |  | 433432.0 | 299754.0 | 2015
Octopus Investments | Pollington Airfield | Solar | PV | No | Solar |  | 4.9979 | LV | England | Yorkshire and the Humber | DN140BA |  | 461763.0 | 420790.0 | 2015
Octopus Investments | Ash Row Farm | Solar | PV | No | Solar |  | 4.9979 | LV | England | Yorkshire and the Humber | LS256JJ |  | 451649.0 | 433677.0 | 2015
Octopus Investments | Cressing | Solar | PV | No | Solar |  | 4.9939 | LV | England | East of England | CM778PD |  | 579757.0 | 218798.0 | 2016
Octopus Investments | Short Hazel | Solar | PV | No | Solar |  | 4.9993 | LV | England | East Midlands | DE117BD |  | 433077.0 | 319883.0 | 2016
Octopus Investments | Blaby | Solar | PV | No | Solar |  | 3.4802 | LV | England | East Midlands | LE85QW |  | 458722.0 | 296614.0 | 2016
Octopus Investments | Dairy House Farm | Solar | PV | No | Solar |  | 3.366 | LV | England | North West | CW56DN |  | 365834.0 | 356455.0 | 2016
Octopus Investments | Carlisle Estate | Solar | PV | No | Solar |  | 4.9979 | LV | England | North West | CA57ES |  | 336020.0 | 546015.0 | 2016
Octopus Investments | Peter Hill | Solar | PV | No | Solar |  | 4.9979 | LV | England | Yorkshire and the Humber | YO614PN |  | 450038.0 | 473183.0 | 2016
Octopus Investments | Guisborough | Solar | PV | No | Solar |  | 4.9993 | LV | England | North East | TS146QX |  | 460407.0 | 516083.0 | 2016
Octopus Investments | Caswell | Solar | PV | No | Solar |  | 5.9054 | LV | England | South West | BA229RH |  | 357538.0 | 109283.0 | 2016
Octopus Investments | Staining Wood | Solar | PV | No | Solar |  | 4.9979 | LV | England | North West | PR43PH |  | 336929.0 | 432551.0 | 2016
Octopus Investments | Holtwood | Solar | PV | No | Solar |  | 4.9941 | LV | England | East Midlands | DE65JW |  | 412619.0 | 333405.0 | 2016
Octopus Investments | Peterlee | Solar | PV | No | Solar |  | 4.9972 | LV | England | North East | SR83UJ |  | 440912.0 | 542443.0 | 2016
Octopus Investments | Brickkiln Lane | Solar | PV | No | Solar |  | 4.9933 | LV | England | East of England | NR148AJ |  | 620403.0 | 299944.0 | 2016
Octopus Investments | Lawn Lane | Solar | PV | No | Solar |  | 4.3235 | LV | England | West Midlands | WV95BB |  | 390095.0 | 304875.0 | 2016
Octopus Investments | The Breck | Solar | PV | No | Solar |  | 4.9993 | LV | England | East Midlands | S432NP |  | 442323.0 | 376116.0 | 2016
Octopus Investments | Deepdale | Solar | PV | No | Solar |  | 4.9972 | LV | England | East Midlands | NG348SH |  | 507434.0 | 349013.0 | 2016
Octopus Investments | Lochcraigs Farm | Solar | PV | No | Solar |  | 4.992 | LV | Scotland | Scotland | KA204LB |  | 227518.0 | 643857.0 | 2017
Octopus Investments | Seaton Road | Solar | PV | No | Solar |  | 4.16 | LV | England | East Midlands | LE159BG |  | 487565.0 | 299395.0 | 2017
Octopus Investments | Stormy Down | Solar | PV | No | Solar |  | 4.672 | LV | Wales | Wales | CF334RS |  | 284154.0 | 180554.0 | 2017
Octopus Investments | Corntown Solar | Solar | PV | No | Solar |  | 2.4832 | LV | Wales | Wales | CF355FB |  | 293545.0 | 177153.0 | 2017
Octopus Investments | Penyrheollas | Solar | PV | No | Solar |  | 4.9862 | LV | Wales | Wales | NP120HY |  | 318604.0 | 201211.0 | 2017
Octopus Investments | Fullerton | Solar | PV | No | Solar |  | 4.3566 | LV | England | South East | SP117HR |  | 437054.0 | 141581.0 | 2017
Octopus Investments | Pingewood | Solar | PV | No | Solar |  | 15.3666 |  | England | South East | RG30 3UG |  |  |  | 2015
Orsted | Barrow | Wind | Offshore | No | Wind |  | 90 | HV | England | North West |  |  | 314978.0 | 455827.0 | 2006
Orsted | Burbo | Wind | Offshore | No | Wind |  | 90 | LV | England | North West |  |  | 321476.0 | 399706.0 | 2008
Orsted | Gunfleet Sands 01 | Wind | Offshore | No | Wind |  | 108 | HV | England | South East |  |  | 622317.0 | 208468.0 | 2010
Orsted | Walney 01 | Wind | Offshore | No | Wind |  | 183 | HV | England | North West |  |  | 300833.0 | 461449.0 | 2011
Orsted | Lincs | Wind | Offshore | No | Wind |  | 270 | HV | England | East Midlands |  |  | 567020.0 | 368144.0 | 2013
Orsted | Gunfleet Sands Demo | Wind | Offshore | No | Wind |  | 12 | HV | England | South East |  |  | 620650.0 | 205297.0 | 2013
Orsted | West of Duddon Sands | Wind | Offshore | No | Wind |  | 389 | HV | England | North West |  |  | 304230.0 | 455334.0 | 2014
Orsted | Westermost Rough | Wind | Offshore | No | Wind |  | 210 | HV | England | Yorkshire and the Humber |  |  | 541677.0 | 436555.0 | 2015
Orsted | Burbo Extension | Wind | Offshore | No | Wind |  | 259 | HV | England | North West |  |  | 315815.0 | 398892.0 | 2016
Orsted | Walney 03 | Wind | Offshore | No | Wind |  | 330 | HV | England | North West |  |  | 295033.0 | 466313.0 | 2017
Orsted | Race Bank | Wind | Offshore | No | Wind |  | 573 | HV | England | East of England |  |  | 573300.0 | 363000.0 | 2018
Orsted | Walney 04 | Wind | Offshore | No | Wind |  | 329 | HV | England | North West |  |  | 320039.0 | 464000.0 | 2018
Orsted | Hornsea 01 | Wind | Offshore | No | Wind |  | 1218 | HV | England | North East |  |  | 626000.0 | 426000.0 | 2019
Orsted | Gunfleet Sands 02 | Wind | Offshore | No | Wind |  | 67 | HV | England | South East |  |  | 622317.0 | 208468.0 | 2010
Orsted | Walney 02 | Wind | Offshore | No | Wind |  | 183 | HV | England | North West |  |  | 300833.0 | 461449.0 | 2012
Orsted | Hornsea 02 | Wind | Offshore | No | Wind |  | 1386 |  | England | East Midlands |  |  |  |  | 2022
Part of Drax Group | Drax Power Station Biomass Units | Bioenergy | Bioenergy | No | Biomass |  | 2640 | HV | England | Yorkshire and the Humber | YO88PH |  | 466650.0 | 427050.0 | 2013
Part of Drax Group | Stonebyres | Hydro | Natural Flow | No | Hydro |  | 6 | LV | Scotland | Scotland | ML119UP |  | 284977.43216500001 | 644040.90092599997 | 1927
Part of Drax Group | Bonnington | Hydro | Natural Flow | No | Hydro |  | 11 | LV | Scotland | Scotland | ML119TB |  | 288851.29212100001 | 641742.81936800003 | 1927
Part of Drax Group | Drumjohn | Hydro | Natural Flow | No | Hydro |  | 1 | LV | Scotland | Scotland | DG73TJ |  | 252514.43564800001 | 597670.45692799997 | 1935
Part of Drax Group | Carsfad | Hydro | Natural Flow | No | Hydro |  | 12 | LV | Scotland | Scotland | DG73ST |  | 259672.544711 | 584952.22294799995 | 1935
Part of Drax Group | Earlstoun | Hydro | Natural Flow | No | Hydro |  | 14 | LV | Scotland | Scotland | DG73SR |  | 261304.67353900001 | 583126.64510099997 | 1935
Part of Drax Group | Kendoon | Hydro | Natural Flow | No | Hydro |  | 24 | LV | Scotland | Scotland | DG73UB |  | 261359.07337200001 | 589083.399385 | 1935
Part of Drax Group | Glenlee | Hydro | Natural Flow | No | Hydro |  | 24 | LV | Scotland | Scotland | DG73SF |  | 261221.35846700001 | 580243.46073699999 | 1935
Part of Drax Group | Tongland | Hydro | Natural Flow | No | Hydro |  | 33 | LV | Scotland | Scotland | DG64LT |  | 270138.10144599999 | 554580.98591599998 | 1935
Part of Drax Group | Cruachan | Pumped Hydro | Pumped Hydro | No | Pumped hydro |  | 440 | HV | Scotland | Scotland | PA331AN |  | 207006.0 | 716929.0 | 1965
Part of PX Group | Fellside CHP | Fossil Fuel | CCGT | Yes | Natural Gas |  | 105 | HV | England | North West | CA201PG |  | 303202.0 | 503793.0 | 1995
Pennant Walters | Maesgwyn Solar | Solar | PV | No | Solar |  | 2.5 | LV | Wales | Wales |  | SASN86400890 | 288678.0 | 207067.0 | 2017
Pennant Walters | Maesgwyn | Wind | Onshore | No | Wind |  | 26 | HV | Wales | Wales |  | SASN86400890 | 285500.0 | 205500.0 | 2011
Pennant Walters | Pant y Wal | Wind | Onshore | No | Wind |  | 52.5 | HV | Wales | Wales | CF356ED |  | 295886.0 | 191521.0 | 2013
Pennant Walters | Mynydd Bwllfa | Wind | Onshore | No | Wind |  | 22.5 | HV | Wales | Wales | CF449NB |  | 295979.0 | 205172.0 | 2015
Pennant Walters | Maesgwyn Extension | Wind | Onshore | No | Wind |  | 2.5 | HV | Wales | Wales |  | SN8710908818 | 286568.0 | 205930.0 | 2017
Pennant Walters | Pant y Wal Extension | Wind | Onshore | No | Wind |  | 20 | HV | Wales | Wales | CF356ED |  | 294649.0 | 188695.0 | 2017
Quintas Energy | Chalcroft | Solar | PV | No | Solar |  | 6.3396 | LV | England | South East | SO302HU |  | 448713.0 | 116890.0 | 2013
Quintas Energy | Willersey | Solar | PV | No | Solar |  | 3.7814 | LV | England | South West | WR117HF |  | 409850.0 | 240750.0 | 2014
Quintas Energy | Pen y cae | Solar | PV | No | Solar |  | 4.9694 | LV | Wales | Wales | LL141TP |  | 328970.0 | 344020.0 | 2016
Quintas Energy | Astley | Solar | PV | No | Solar |  | 4.992 | LV | England | West Midlands | WV156ER |  | 378234.0 | 286133.0 | 2016
RES Group | Parsonage (Hazel) | Solar | PV | No | Solar |  | 7 | LV | England | South West | TA199EF |  | 336700.0 | 115500.0 | 2013
RES Group | Derriton (Tamar Heights) | Solar | PV | No | Solar |  | 11.7 | LV | England | South West | EX226JX |  | 233249.0 | 103010.0 | 2014
RES Group | Parley | Solar | PV | No | Solar |  | 24.2 | LV | England | South West | BH236BG |  | 409877.0 | 99146.0 | 2014
RES Group | Wix Lodge (Stour Fields) | Solar | PV | No | Solar |  | 18.7 | LV | England | East of England | CO112RP |  | 614962.0 | 228422.0 | 2014
RES Group | Goonhilly Solar | Solar | PV | No | Solar |  | 4.51 | LV | England | South West |  |  | 169711.0 | 21226.0 | 2014
RES Group | Egmere | Solar | PV | No | Solar |  | 21 | LV | England | East of England | NR226AY |  | 590428.0 | 338001.0 | 2014
RES Group | Penare | Solar | PV | No | Solar |  | 11.1 | LV | England | South West | TR49DG |  | 181089.0 | 49385.0 | 2014
RES Group | UK Solar (Lower Newton) LLP | Solar | PV | No | Solar |  | 11.92 | LV | England | West Midlands |  | SJ988386 | 398731.0 | 338883.0 | 2014
RES Group | Marvel (Stone Farm) | Solar | PV | No | Solar |  | 5 | LV | England | South East | PO303BQ |  | 451260.0 | 86014.0 | 2015
RES Group | Four Burrows Solar (Kenwyn) | Solar | PV | No | Solar |  | 7.2 | LV | England | South West | TR48JB |  | 176372.0 | 48050.0 | 2015
RES Group | SPD 3 - Grange Farm | Solar | PV | No | Solar |  | 9.5 | LV | England | East Midlands |  | TF231620 | 523131.0 | 362337.0 | 2015
RES Group | Chalgrove Solar Limited | Solar | PV | No | Solar |  | 21.34 | LV | England | South East |  | SU649967 | 465126.0 | 197272.0 | 2015
RES Group | Pencoose | Solar | PV | No | Solar |  | 8.14 | LV | England | South West |  | SW728379 | 173927.0 | 37998.0 | 2015
RES Group | SPD 4 - Gelliwern | Solar | PV | No | Solar |  | 6.24 | LV | Wales | Wales |  | SN626019 | 262382.0 | 202019.0 | 2015
RES Group | UK Solar (Hartwell) LLP | Solar | PV | No | Solar |  | 18.6 | LV | England | East Midlands |  | SP791490 | 478515.0 | 248927.0 | 2015
RES Group | Hale Farm Solar Ltd | Solar | PV | No | Solar |  | 12.23 | LV | England | South West |  |  | 419461.0 | 137939.0 | 2015
RES Group | Newton Ferrers | Solar | PV | No | Solar |  | 19.5 | LV | England | South West |  | SX359665 | 235294.0 | 67022.0 | 2015
RES Group | Mendennick Solar | Solar | PV | No | Solar |  | 2.64 | LV | England | South West |  |  | 241551.0 | 53320.0 | 2015
RES Group | SPD 2 - Hall Farm | Solar | PV | No | Solar |  | 14.9 | LV | England | East of England |  | TM195952 | 0.0 | 0.0 | 2015
RES Group | East Langford Solar | Solar | PV | No | Solar |  | 4.9993 | [7 empty] | 2016
RES Group | Manor Farm Solar | Solar | PV | No | Solar |  | 4.6103 | [7 empty] | 2015
RES Group | Churchtown Farm Solar | Solar | PV | No | Solar |  | 31.59 | [7 empty] | 2015
RES Group | Dyffryn Brodyn Wind Farm (GB) | Wind | Onshore | No | Wind |  | 5.4 | LV | Wales | Wales | SA340JE |  | 222100.0 | 226800.0 | 1994
RES Group | Four Burrows Wind Farm (GB) | Wind | Onshore | No | Wind |  | 4.5 | LV | England | South West | TR48JB |  | 176000.0 | 48200.0 | 1995
RES Group | Lendrums Bridge Wind Farm (NI) | Wind | Onshore | No | Wind |  | 5.94 | LV | Northern Ireland | Northern Ireland | BT750LL |  | 63672.0 | 512074.0 | 2000
RES Group | Lendrums Bridge Extension Wind Farm (NI) | Wind | Onshore | No | Wind |  | 7.3 | LV | Northern Ireland | Northern Ireland | BT750LL |  | 54170.0 | 517391.0 | 2002
RES Group | Forss Wind Farm (GB) | Wind | Onshore | No | Wind |  | 2 | LV | Scotland | Scotland | KW147U |  | 302000.0 | 969500.0 | 2003
RES Group | Altahullion Wind Farm (NI) | Wind | Onshore | No | Wind |  | 26 | LV | Northern Ireland | Northern Ireland | BT474NS |  | 78039.0 | 574408.0 | 2003
RES Group | Castle Pill Farm 1 - A, C | Wind | Onshore | No | Wind |  | 3.148 | HV | Wales | Wales |  |  | 192398.0 | 207108.0 | 2004
RES Group | High Sharpley | Wind | Onshore | No | Wind |  | 2.6 | LV | England | North East |  |  | 442644.0 | 549702.0 | 2006
RES Group | Black Hill Wind Farm | Wind | Onshore | No | Wind |  | 28.6 | LV | Scotland | Scotland |  | NT730555 | 373000.0 | 656300.0 | 2007
RES Group | Forss Extension Wind Farm (GB) | Wind | Onshore | No | Wind |  | 5.2 | LV | Scotland | Scotland | KW147U |  | 302000.0 | 969500.0 | 2007
RES Group | Lough Hill Wind Farm (NI) | Wind | Onshore | No | Wind |  | 7.8 | LV | Northern Ireland | Northern Ireland | BT817SL |  | 38467.0 | 541020.0 | 2007
RES Group | Altahullion Extension Wind Farm (NI) | Wind | Onshore | No | Wind |  | 11.7 | LV | Northern Ireland | Northern Ireland | BT474NS |  | 78039.0 | 574408.0 | 2007
RES Group | Braich Ddu | Wind | Onshore | No | Wind |  | 3.9 | LV | Wales | Wales |  |  | 267500.0 | 301500.0 | 2007
RES Group | Goonhilly Downs Wind Farm | Wind | Onshore | No | Wind |  | 12 | LV | England | South West |  |  | 171000.0 | 21200.0 | 2008
RES Group | Roskrow Barton | Wind | Onshore | No | Wind |  | 1.7 | LV | England | South West |  |  | 176500.0 | 35500.0 | 2008
RES Group | Ramsey | Wind | Onshore | No | Wind |  | 1.8 | LV | England | East of England |  |  | 528800.0 | 284900.0 | 2008
RES Group | Glens of Foudland | Wind | Onshore | No | Wind |  | 26 | LV | Scotland | Scotland |  |  | 361496.0 | 837303.0 | 2009
RES Group | Loscar | Wind | Onshore | No | Wind |  | 4.5 | LV | England | Yorkshire and the Humber |  |  | 451000.0 | 380000.0 | 2010
RES Group | High Haswell Wind Farm | Wind | Onshore | No | Wind |  | 4 | LV | England | North East |  |  | 436675.0 | 543772.0 | 2011
RES Group | Ferndale Wind Farm | Wind | Onshore | No | Wind |  | 6.4 | HV | Wales | Wales |  |  | 299700.0 | 195700.0 | 2011
RES Group | Sancton Hill Wind Farm | Wind | Onshore | No | Wind |  | 10 | LV | England | Yorkshire and the Humber |  |  | 491554.0 | 439660.0 | 2011
RES Group | South Sharpley Wind Farm | Wind | Onshore | No | Wind |  | 6 | LV | England | North East |  |  | 438490.0 | 549675.0 | 2011
RES Group | Hill of Towie Wind Farm (GB) | Wind | Onshore | No | Wind |  | 48.3 | LV | Scotland | Scotland | AB556YU |  | 320000.0 | 860000.0 | 2012
RES Group | Kelburn Wind Farm (GB) | Wind | Onshore | No | Wind |  | 28 | LV | Scotland | Scotland | KA245LE |  | 224000.0 | 655000.0 | 2012
RES Group | Auquhirie Land | Wind | Onshore | No | Wind |  | 6.9 | HV | Scotland | Scotland | AB393XB |  | 328500.0 | 785500.0 | 2013
RES Group | Bilsthorpe | Wind | Onshore | No | Wind |  | 10.25 | LV | England | East Midlands |  |  | 466000.0 | 362000.0 | 2013
RES Group | Grange Wind Farm (GB) | Wind | Onshore | No | Wind |  | 14 | LV | England | East Midlands | PE135RB |  | 545055.0 | 318754.0 | 2013
RES Group | Burnthouse Windfarm | Wind | Onshore | No | Wind |  | 6 | LV | England | East of England |  |  | 533458.0 | 295082.0 | 2013
RES Group | Hall Farm Wind Farm | Wind | Onshore | No | Wind |  | 24.6 | HV | England | Yorkshire and the Humber |  |  | 507865.0 | 443185.0 | 2013
RES Group | Orchard End Windfarm | Wind | Onshore | No | Wind |  | 4 | LV | England | North West |  |  | 343216.0 | 445233.0 | 2013
RES Group | Roos Wind Farm (GB) | Wind | Onshore | No | Wind |  | 17.1 | LV | England | Yorkshire and the Humber | HU120LA |  | 527376.0 | 430105.0 | 2013
RES Group | Meikle Carewe Wind Farm (GB) | Wind | Onshore | No | Wind |  | 10.2 | LV | Scotland | Scotland | AB393QH |  | 383200.0 | 792000.0 | 2013
RES Group | Tallentire Wind Farm (GB) | Wind | Onshore | No | Wind |  | 12 | LV | England | North West | CA130QA |  | 312500.0 | 535500.0 | 2013
RES Group | Earlseat Wind Farm (GB) | Wind | Onshore | No | Wind |  | 16 | LV | Scotland | Scotland | HY14TQ |  | 332961.0 | 698416.0 | 2013
RES Group | Ramsey 2 Wind Farm | Wind | Onshore | No | Wind |  | 8 | LV | England | East of England |  |  | 527814.0 | 286445.0 | 2013
RES Group | Carscreugh | Wind | Onshore | No | Wind |  | 15.3 | HV | Scotland | Scotland |  |  | 225000.0 | 555000.0 | 2014
RES Group | Wear Point Wind Farm | Wind | Onshore | No | Wind |  | 8.2 | HV | Wales | Wales |  |  | 193041.0 | 204629.0 | 2014
RES Group | Burton Wold | Wind | Onshore | No | Wind |  | 14.4 | HV | England | East Midlands |  |  | 491902.0 | 274577.0 | 2014
RES Group | High Down | Wind | Onshore | No | Wind |  | 0.5 | LV | England | South West |  |  | 230770.0 | 69217.0 | 2014
RES Group | High Pow | Wind | Onshore | No | Wind |  | 3.9 | LV | England | North West |  |  | 323550.0 | 544400.0 | 2015
RES Group | Whittlesey | Wind | Onshore | No | Wind |  | 1.8 | LV | England | East of England |  |  | 524027.0 | 297139.0 | 2015
RES Group | Woolley Hill (GB) | Wind | Onshore | No | Wind |  | 10 | LV | England | East of England | PE280UA |  | 515374.0 | 272655.0 | 2015
RES Group | Jacks Lane (GB) | Wind | Onshore | No | Wind |  | 15 | LV | England | East of England | PE318PZ |  | 580388.0 | 335874.0 | 2015
RES Group | St Breock | Wind | Onshore | No | Wind |  | 10 | LV | England | South West |  |  | 198592.0 | 68218.0 | 2015
RES Group | Dungavel | Wind | Onshore | No | Wind |  | 26 | HV | Scotland | Scotland |  |  | 267954.0 | 636995.0 | 2015
RES Group | Denzell Downs Windfarm | Wind | Onshore | No | Wind |  | 10 | LV | England | South West |  |  | 189923.0 | 67094.0 | 2015
RES Group | New Albion | Wind | Onshore | No | Wind |  | 14.35 | HV | England | East Midlands |  |  | 483679.0 | 283792.0 | 2015
RES Group | Barlborough | Wind | Onshore | No | Wind |  | 0.85 | LV | England | East Midlands |  |  | 448975.0 | 376975.0 | 2015
RES Group | Grange Wind Farm | Wind | Onshore | No | Wind |  | 12.3 | LV | England | Yorkshire and the Humber | DN158RY |  | 486042.0 | 416496.0 | 2016
RES Group | Wryde Croft Wind Farm (GB) | Wind | Onshore | No | Wind |  | 26 | LV | England | East of England | PE60TP |  | 532606.0 | 307038.0 | 2016
RES Group | Glenchamber Wind Farm (GB) | Wind | Onshore | No | Wind |  | 25.3 | LV | Scotland | Scotland | DG80PB |  | 224474.0 | 564039.0 | 2016
RES Group | Batsworthy Cross | Wind | Onshore | No | Wind |  | 10 | LV | England | South West |  |  | 282928.0 | 121610.0 | 2016
RES Group | Den Brook Wind Farm (GB) | Wind | Onshore | No | Wind |  | 18 | LV | England | South West | EX202BJ |  | 268496.0 | 101120.0 | 2016
RES Group | French Farm Wind Farm | Wind | Onshore | No | Wind |  | 4 | LV | England | East of England |  |  | 528300.0 | 309000.0 | 2016
RES Group | Brackagh Quarry | Wind | Onshore | No | Wind |  | 5.001 | LV | Northern Ireland | Northern Ireland |  |  | 97617.0 | 556429.0 | 2016
RES Group | Rodbaston | Wind | Onshore | No | Wind |  | 4 | LV | England | West Midlands |  |  |  |  | 2016
RES Group | Mynydd Portref | Wind | Onshore | No | Wind |  | 12 | LV | Wales | Wales |  |  | 298897.0 | 185178.0 | 2017
RES Group | Turncole Wind Farm (GB) | Wind | Onshore | No | Wind |  | 17.5 | LV | England | East of England | CM08NE |  | 598484.0 | 196719.0 | 2017
RES Group | Cour Wind Farm | Wind | Onshore | No | Wind |  | 20.5 | HV | Scotland | Scotland | PA286QL |  | 181005.0 | 648528.0 | 2017
RES Group | Mynydd Brombil | Wind | Onshore | No | Wind |  | 8 | LV | Wales | Wales |  |  | 279141.0 | 188569.0 | 2017
RES Group | Freasdail (GB) | Wind | Onshore | No | Wind |  | 22.5 | HV | Scotland | Scotland | PA296XR |  | 180721.0 | 660754.0 | 2017
RES Group | Minnygap (GB) | Wind | Onshore | No | Wind |  | 25 | HV | Scotland | Scotland | DG109PX |  | 307313.0 | 597397.0 | 2017
RES Group | Garreg Llwyd (GB) | Wind | Onshore | No | Wind |  | 30.4 | LV | Wales | Wales | LD16YS |  | 294491.0 | 272407.0 | 2017
RES Group | Llynfi Afan Renewable Energy Limited | Wind | Onshore | No | Wind |  | 24 | HV | Wales | Wales |  |  | 289252.0 | 196198.0 | 2017
RES Group | Tormywheel | Wind | Onshore | No | Wind |  | 30.75 | LV | Scotland | Scotland |  |  | 294905.0 | 655232.0 | 2017
RES Group | Pen Bryn Oer Wind Farm | Wind | Onshore | No | Wind |  | 6 | LV | Wales | Wales |  |  | 312065.0 | 209235.0 | 2017
RES Group | Beinneun Wind Farm | Wind | Onshore | No | Wind |  | 108.8 | LV | Scotland | Scotland | IV637YV |  |  |  | 2017
RES Group | Neilston (GB) | Wind | Onshore | No | Wind |  | 10 | LV | Scotland | Scotland | G784BZ |  | 245292.0 | 653952.0 | 2018
RES Group | Hallburn Farm Wind Farm | Wind | Onshore | No | Wind |  | 13.2 | LV | England | North west |  |  |  |  | 2018
RES Group | Little Raith (GB) | Wind | Onshore | No | Wind |  | 24.8 | LV | Scotland | Scotland | KY50AX |  |  |  | 2020
RES Group | Burton Wold South (GB) | Wind | Onshore | No | Wind |  | 8.25 | HV | England | South East | NN15 5PH | SP915737 |  |  | 2017
RES Group | Muirhall South (GB) | Wind | Onshore | No | Wind |  | 8.25 | HV | Scotland | Scotland | ML11 8LL | NT004545 |  |  | 2016
RES Group | Solwaybank | Wind | Onshore | No | Wind |  | 30.4 | HV | Scotland | Scotland | DG11 3HG | EN329579 |  |  | 2020
RES Group | Blary Hill | Wind | Onshore | No | Wind |  | 35 | HV | Scotland | Scotland | PA29 6UZ |  |  |  | 2022
RES Group | Willmount Ltd | Wind | Onshore | No | Wind |  | 25 |  | Northern Ireland | Northern Ireland | BT81 7SN |  |  |  | 2018
RES Group | Crossdykes Wind Farm | Wind | Onshore | No | Wind |  | 48 |  | Scotland | Scotland | DG11 2QL |  |  |  | 2021
River Nene | Peterborough Power Station | Fossil Fuel | Single cycle | No | Natural Gas |  | 245 | HV | England | East of England | PE15NT |  | 518401.0 | 299217.0 | 1993
River Nene | Croydon | Fossil Fuel | Single cycle |  | Natural Gas |  | 50 |  | England | London | CR03RL |  |  |  | 2005
River Nene | Derby | Fossil Fuel | Single cycle |  | Natural Gas |  | 50 |  | England | East Midlands | DE248YF |  |  |  | 1997
River Nene | Exeter | Fossil Fuel | Single cycle |  | Natural Gas |  | 50 |  | England | South West | EX28QN |  |  |  | 2000
River Nene | Heartlands | Fossil Fuel | Single cycle |  | Natural Gas |  | 100 |  | England | West Midlands | B249FQ |  |  |  | 1998
River Nene | Peterborough Power Station PPL2 Gas Engines | Fossil Fuel | Single cycle |  | Natural Gas |  | 49 |  | England | East Midlands | PE15NT |  |  |  | 2018
River Nene | Thornhill | Fossil Fuel | Single cycle |  | Natural Gas |  | 40 |  | England | Yorkshire and the Humber | WF129EA |  |  |  | 1997
River Nene | Viking | Fossil Fuel | Single cycle |  | Natural Gas |  | 50 |  | England | North East | TS21UB |  |  |  | 2000
Riverside Resource Recovery | Riverside - Energy from Waste | Bioenergy | Bioenergy | No | MSW |  | 80 | HV | England | London | DA176JY |  | 547200.0 | 176500.0 | 2011
RWE Npower | Markinch | Bioenergy | Bioenergy | Yes | Biomass |  | 65 | LV | Scotland | Scotland | KY76GU |  | 327988.0 | 701561.0 | 2014
RWE Npower | Little Barford | Fossil Fuel | CCGT | No | Natural Gas |  | 723 | HV | England | East of England | PE196YT |  | 519049.0 | 256838.0 | 1995
RWE Npower | Kings Lynn | Fossil Fuel | CCGT | No | Natural Gas |  | 395 | LV | England | East of England | PE343RD |  |  |  | 1997
RWE Npower | Didcot B | Fossil Fuel | CCGT | No | Natural Gas |  | 1450 | HV | England | South East | OX117YU |  | 451077.0 | 182210.0 | 1998
RWE Npower | Cheshire | Fossil Fuel | Single cycle | No | Natural Gas |  | 60 | LV | England | North West | CH651AF |  |  |  | 2000
RWE Npower | Great Yarmouth | Fossil Fuel | CCGT | No | Natural Gas |  | 420 | LV | England | East of England | NR303PY |  | 652534.0 | 307744.0 | 2001
RWE Npower | Hythe | Fossil Fuel | Single cycle | No | Natural Gas |  | 44 | LV | England | South East | SO453BP |  |  |  | 2005
RWE Npower | Staythorpe | Fossil Fuel | CCGT | No | Natural Gas |  | 1828 | HV | England | East Midlands | NG235RQ |  | 475532.0 | 351265.0 | 2010
RWE Npower | Pembroke | Fossil Fuel | CCGT | No | Natural Gas |  | 2199 | HV | Wales | Wales | SA715SS |  | 193370.0 | 200137.0 | 2012
RWE Npower | Grimsby | Fossil Fuel | Single cycle | No | Natural Gas |  | 20 | LV | England | Yorkshire and the Humber | DN312FW |  |  |  | 2018
RWE Npower | Garnedd | Hydro | Natural Flow | No | Hydro |  | 0.56 | LV | Wales | Wales |  |  | 269641.31455499999 | 353035.80387900001 | 1990
RWE Npower | Dulyn | Hydro | Natural Flow | No | Hydro |  | 0.505 | LV | Wales | Wales |  |  | 277754.0 | 368358.0 | 1998
RWE Npower | Croesor | Hydro | Natural Flow | No | Hydro |  | 0.505 | LV | Wales | Wales |  |  | 264900.0 | 346000.0 | 1999
RWE Npower | Glen Tarbert | Hydro | Natural Flow | No | Hydro |  | 0.85 | LV | Scotland | Scotland |  |  | 186600.0 | 760500.0 | 2000
RWE Npower | Auchtertyre | Hydro | Natural Flow | No | Hydro |  | 0.6 | LV | Scotland | Scotland |  |  | 235422.0 | 729327.0 | 2000
RWE Npower | Cwm Dyli | Hydro | Natural Flow | No | Hydro |  | 9.9 | LV | Wales | Wales |  |  | 257976.51233200001 | 360502.84342500003 | 2002
RWE Npower | High Head | Hydro | Natural Flow | No | Hydro |  | 17 | LV | Wales | Wales |  |  | 276927.54900200001 | 367625.06313700002 | 2002
RWE Npower | Garry Gualach | Hydro | Natural Flow | No | Hydro |  | 0.78 | LV | Scotland | Scotland |  |  | 216600.0 | 799800.0 | 2002
RWE Npower | Low Head | Hydro | Natural Flow | No | Hydro |  | 14.98 | LV | Wales | Wales |  |  | 276927.54900200001 | 367625.06313700002 | 2002
RWE Npower | Garrogie | Hydro | Natural Flow | No | Hydro |  | 2.4 | LV | Scotland | Scotland |  |  | 250100.0 | 813300.0 | 2005
RWE Npower | Braevallich | Hydro | Natural Flow | No | Hydro |  | 2.274 | LV | Scotland | Scotland |  |  | 196657.00008 | 706908.99997 | 2005
RWE Npower | Kielder | Hydro | Natural Flow | No | Hydro |  | 6 | LV | England | North East |  |  | 369887.329501 | 587826.78962699999 | 2006
RWE Npower | Inverbain | Hydro | Natural Flow | No | Hydro |  | 0.95 | LV | Scotland | Scotland |  |  | 178095.51863000001 | 856066.18485600001 | 2006
RWE Npower | River E | Hydro | Natural Flow | No | Hydro |  | 3 | LV | Scotland | Scotland |  |  | 251359.39736199999 | 818186.72195299994 | 2008
RWE Npower | Douglas Water | Hydro | Natural Flow | No | Hydro |  | 2.969 | LV | Scotland | Scotland |  |  | 204559.00006600001 | 706949.99997700006 | 2008
RWE Npower | Carnoch | Hydro | Natural Flow | No | Hydro |  | 1.35 | LV | Scotland | Scotland |  |  | 174589.83968400001 | 759870.61419600004 | 2009
RWE Npower | Inverlael | Hydro | Natural Flow | No | Hydro |  | 2.5 | LV | Scotland | Scotland |  |  | 218208.41789700001 | 885467.82440599997 | 2009
RWE Npower | Selset | Hydro | Natural Flow | No | Hydro |  | 0.75 | LV | England | North East |  |  | 390300.0 | 521200.0 | 2010
RWE Npower | Black Rock | Hydro | Natural Flow | No | Hydro |  | 3.5 | LV | Scotland | Scotland |  |  | 259900.0 | 866800.0 | 2012
RWE Npower | Maldie | Hydro | Natural Flow | No | Hydro |  | 4 | LV | Scotland | Scotland |  |  | 225150.0 | 934050.0 | 2013
RWE Npower | Cia Aig | Hydro | Natural Flow | No | Hydro |  | 3 | LV | Scotland | Scotland |  |  | 217196.0 | 788748.0 | 2016
RWE Npower | Grudie | Hydro | Natural Flow | No | Hydro |  | 2 | LV | Scotland | Scotland |  |  | 196459.0 | 867347.0 | 2017
RWE Npower | Glen Noe | Hydro | Natural Flow | No | Hydro |  | 2 | LV | Scotland | Scotland | PA35 1JT |  |  |  | 2021
RWE Npower | Didcot GT | Fossil Fuel | Single cycle | No | Diesel/Gas Oil |  | 100 | HV | England | South East | OX117YU |  | 451077.0 | 182210.0 | 1972
RWE Npower | Cowes | Fossil Fuel | Single cycle | No | Diesel/Gas Oil |  | 140 | LV | England | South East | PO326JF |  | 448472.0 | 93554.0 | 1982
RWE Npower | Little Barford GT | Fossil Fuel | Single cycle | No | Diesel/Gas Oil |  | 17 | HV | England | East Midlands | PE196YT |  | 519049.0 | 256838.0 | 2006
RWE Npower | North Hoyle | Wind | Offshore | No | Wind |  | 60 | LV | Wales | Wales |  | SJ0383892229 | 303823.0 | 392138.0 | 2004
RWE Npower | Scroby Sands | Wind | Offshore | No | Wind |  | 60 | LV | England | East of England |  |  | 656417.0 | 311874.0 | 2004
RWE Npower | Rhyl Flats | Wind | Offshore | No | Wind |  | 90 | LV | Wales | Wales |  | SH9024488299 | 290990.0 | 388002.0 | 2009
RWE Npower | Robin Rigg West | Wind | Offshore | No | Wind |  | 90 | HV | Scotland | Scotland |  |  | 288785.0 | 540522.0 | 2010
RWE Npower | Robin Rigg East | Wind | Offshore | No | Wind |  | 84 | HV | Scotland | Scotland |  |  | 291005.0 | 542348.0 | 2010
RWE Npower | London Array | Wind | Offshore | No | Wind |  | 630 | HV | England | South East |  | TM459013 | 642078.0 | 197218.0 | 2013
RWE Npower | Gwynt y Mor | Wind | Offshore | No | Wind |  | 576 | HV | Wales | Wales |  | SH9482396924 | 292082.0 | 396482.0 | 2013
RWE Npower | Humber Gateway | Wind | Offshore | No | Wind |  | 219 | HV | England | Yorkshire and the Humber |  |  | 528439.0 | 411181.0 | 2015
RWE Npower | Galloper | Wind | Offshore | No | Wind |  | 352.8 | HV | England | East of England |  | TM7796929898 | 646316.0 | 262379.0 | 2017
RWE Npower | Rampion | Wind | Offshore | No | Wind |  | 400.2 | HV | England | South East |  |  | 525000.0 | 95000.0 | 2018
RWE Npower | Triton Knoll | Wind | Offshore | No | Wind |  | 857 | HV | England | Yorkshire and the Humber |  | TA 25405 11338 |  |  | 2021
RWE Npower | Great Eppleton (ex NFFO) | Wind | Onshore | No | Wind |  | 4.1 | LV | England | North East |  |  | 436900.0 | 548200.0 | 1997
RWE Npower | Hare Hill | Wind | Onshore | No | Wind |  | 2.3 | LV | England | North East |  |  | 442500.0 | 540500.0 | 2000
RWE Npower | Deucheran Hill (RO) | Wind | Onshore | No | Wind |  | 15.8 | LV | Scotland | Scotland |  |  | 177000.0 | 643000.0 | 2001
RWE Npower | Out Newton (RO) | Wind | Onshore | No | Wind |  | 9.1 | LV | England | Yorkshire and the Humber |  |  | 538800.0 | 421200.0 | 2002
RWE Npower | Bowbeat (Emly Bank) - RO | Wind | Onshore | No | Wind |  | 15.6 | LV | Scotland | Scotland |  |  | 329600.0 | 647500.0 | 2002
RWE Npower | Bowbeat (Roughside) - RO | Wind | Onshore | No | Wind |  | 15.6 | LV | Scotland | Scotland |  |  | 333000.0 | 646200.0 | 2002
RWE Npower | High Volts RO | Wind | Onshore | No | Wind |  | 5.5 | LV | England | North East |  |  | 445200.0 | 533400.0 | 2004
RWE Npower | Hare Hill RO | Wind | Onshore | No | Wind |  | 2.75 | LV | England | North East |  |  | 442500.0 | 540500.0 | 2004
RWE Npower | Holmside | Wind | Onshore | No | Wind |  | 2.3 | LV | England | North East |  |  | 420800.0 | 550300.0 | 2004
RWE Npower | Holmside RO | Wind | Onshore | No | Wind |  | 2.75 | LV | England | North East |  |  | 419500.0 | 552500.0 | 2004
RWE Npower | High Volts | Wind | Onshore | No | Wind |  | 2.3 | LV | England | North East |  |  | 445600.0 | 533500.0 | 2004
RWE Npower | An Suidhe | Wind | Onshore | No | Wind |  | 19.3 | HV | Scotland | Scotland |  |  | 200483.0 | 707563.0 | 2005
RWE Npower | Burgar Hill | Wind | Onshore | No | Wind |  | 5 | LV | Scotland | Scotland |  |  | 334300.0 | 1026200.0 | 2006
RWE Npower | Hameldon Hill | Wind | Onshore | No | Wind |  | 6 | LV | England | North West |  |  | 389495.0 | 432441.0 | 2006
RWE Npower | Stags Holt | Wind | Onshore | No | Wind |  | 20 | LV | England | East of England |  |  | 544000.0 | 299000.0 | 2007
RWE Npower | Knabs Ridge | Wind | Onshore | No | Wind |  | 16 | LV | England | Yorkshire and the Humber |  |  | 423069.0 | 455946.0 | 2007
RWE Npower | Bilbster | Wind | Onshore | No | Wind |  | 3.9 | LV | Scotland | Scotland |  |  | 327150.0 | 951850.0 | 2007
RWE Npower | The Hollies | Wind | Onshore | No | Wind |  | 2.6 | LV | England | East Midlands |  |  | 549995.0 | 362998.0 | 2008
RWE Npower | Little Cheyne Court | Wind | Onshore | No | Wind |  | 59.8 | LV | England | South East |  |  | 598310.0 | 122060.0 | 2008
RWE Npower | Great Eppleton RO | Wind | Onshore | No | Wind |  | 4.1 | LV | England | North East |  |  | 436900.0 | 548200.0 | 2010
RWE Npower | Haswell Moor Circuit 1 | Wind | Onshore | No | Wind |  | 5.15 | LV | England | North East |  |  | 438085.0 | 541365.0 | 2010
RWE Npower | Lindhurst | Wind | Onshore | No | Wind |  | 9 | LV | England | East Midlands |  |  | 456880.0 | 358150.0 | 2010
RWE Npower | Lochelbank | Wind | Onshore | No | Wind |  | 9.6 | LV | Scotland | Scotland |  |  | 311440.0 | 713477.0 | 2010
RWE Npower | Haswell Moor Circuit 2 | Wind | Onshore | No | Wind |  | 5.15 | LV | England | North East |  |  | 438085.0 | 541365.0 | 2010
RWE Npower | Butterwick Moor Circuit 1 | Wind | Onshore | No | Wind |  | 9.4 | LV | England | North East |  |  | 439000.0 | 530000.0 | 2011
RWE Npower | Kiln Pit Hill | Wind | Onshore | No | Wind |  | 14 | LV | England | North East |  |  | 405590.0 | 554583.0 | 2011
RWE Npower | Butterwick Moor Circuit 2 | Wind | Onshore | No | Wind |  | 9.4 | LV | England | North East |  |  | 439000.0 | 530000.0 | 2011
RWE Npower | Hellrigg | Wind | Onshore | No | Wind |  | 9.2 | LV | England | North West |  |  | 313585.0 | 551775.0 | 2012
RWE Npower | Tween Bridge | Wind | Onshore | No | Wind |  | 44 | LV | England | Yorkshire and the Humber |  |  | 469324.0 | 416182.0 | 2012
RWE Npower | Novar 2 | Wind | Onshore | No | Wind |  | 36.8 | HV | Scotland | Scotland |  |  | 255500.0 | 871500.0 | 2012
RWE Npower | Rosehall | Wind | Onshore | No | Wind |  | 24.7 | LV | Scotland | Scotland |  |  | 249550.0 | 903550.0 | 2013
RWE Npower | Camster | Wind | Onshore | No | Wind |  | 50 | LV | Scotland | Scotland |  |  | 325800.0 | 947400.0 | 2013
RWE Npower | Hameldon Hill Extension | Wind | Onshore | No | Wind |  | 6 | LV | England | North West |  |  | 379914.0 | 430561.0 | 2013
RWE Npower | Bradwell | Wind | Onshore | No | Wind |  | 20.5 | LV | England | East of England |  |  | 595000.0 | 205000.0 | 2013
RWE Npower | Goole Fields A | Wind | Onshore | No | Wind |  | 33 | HV | England | Yorkshire and the Humber |  |  | 473487.0 | 419400.0 | 2013
RWE Npower | Middlemoor | Wind | Onshore | No | Wind |  | 54 | LV | England | North East |  |  | 414765.0 | 622786.0 | 2013
RWE Npower | Goole Fields B | Wind | Onshore | No | Wind |  | 34.85 | HV | England | Yorkshire and the Humber |  |  | 473632.0 | 420610.0 | 2016
RWE Npower | Brechfa Forest West | Wind | Onshore | No | Wind |  | 57.4 | HV | Wales | Wales |  |  | 251493.0 | 233864.0 | 2018
RWE Npower | Bad a Cheo | Wind | Onshore | No | Wind |  | 26.65 | HV | Scotland | Scotland |  |  | 316615.0 | 948900.0 | 2018
RWE Npower | Mynydd y Gwair | Wind | Onshore | No | Wind |  | 32.8 | HV | Wales | Wales |  |  | 265400.0 | 208320.0 | 2019
RWE Npower | Clocaenog Forest | Wind | Onshore | No | Wind |  | 96 | HV | Wales | Wales |  |  | 301568.0 | 359344.0 | 2019
Scira Offshore Energy | Sheringham Shoal BMU 1 | Wind | Offshore | No | Wind |  | 158 | HV | England | East of England |  |  | 610671.0 | 364425.0 | 2012
Scira Offshore Energy | Sheringham Shoal BMU 2 | Wind | Offshore | No | Wind |  | 158 | HV | England | East of England |  |  | 610671.0 | 364425.0 | 2012
Scira Offshore Energy | Dudgeon BMU 1 | Wind | Offshore | No | Wind |  | 108 | HV | England | East of England |  |  | 575000.0 | 361000.0 | 2017
Scira Offshore Energy | Hywind BMU 1 | Wind | Offshore | No | Wind |  | 30 | HV | Scotland | Scotland |  |  | 433500.0 | 846500.0 | 2017
Scira Offshore Energy | Dudgeon BMU 2 | Wind | Offshore | No | Wind |  | 90 | HV | England | East of England |  |  | 575000.0 | 361000.0 | 2017
Scira Offshore Energy | Dudgeon BMU 3 | Wind | Offshore | No | Wind |  | 102 | HV | England | East of England |  |  | 575000.0 | 361000.0 | 2017
Scira Offshore Energy | Dudgeon BMU 4 | Wind | Offshore | No | Wind |  | 102 | HV | England | East of England |  |  | 575000.0 | 361000.0 | 2017
Scottish Power | Carland Cross PV | Solar | PV | No | Solar |  | 10 |  | England | South West | TR8 5JB |  |  |  | 2022
Scottish Power | Coldham PV | Solar | PV | No | Solar |  | 4.5531 |  | England | East Midlands | SY13 4QH |  |  |  | 2016
Scottish Power | East Anglia One | Wind | Offshore | No | Wind |  | 714 | HV | England | East of England |  |  |  |  | 2019
Scottish Power | P&L | Wind | Onshore | No | Wind |  | 30.6 | LV | Wales | Wales | SY164BP |  | 302860.0 | 288543.0 | 1993
Scottish Power | Corkey | Wind | Onshore | No | Wind |  | 5 | LV | Northern Ireland | Northern Ireland | BT449JB |  | 126222.0 | 580523.0 | 1995
Scottish Power | Elliot's Hill | Wind | Onshore | No | Wind |  | 5 | LV | Northern Ireland | Northern Ireland | BT390TD |  | 134974.0 | 546006.0 | 1995
Scottish Power | Rigged Hill | Wind | Onshore | No | Wind |  | 5 | LV | Northern Ireland | Northern Ireland | BT490QJ |  | 90731.0 | 589745.0 | 1995
Scottish Power | Hare Hill I | Wind | Onshore | No | Wind |  | 13.2 | LV | Scotland | Scotland | KA184NW |  | 265320.0 | 609703.0 | 2000
Scottish Power | Dun Law I | Wind | Onshore | No | Wind |  | 17.16 | LV | Scotland | Scotland | TD26RA |  | 344600.0 | 657500.0 | 2000
Scottish Power | Beinn an Tuirc I | Wind | Onshore | No | Wind |  | 29.7 | LV | Scotland | Scotland | PA286QY |  | 173950.0 | 636900.0 | 2002
Scottish Power | Cruach Mhor | Wind | Onshore | No | Wind |  | 29.75 | LV | Scotland | Scotland | PA223AE |  | 203500.0 | 687500.0 | 2004
Scottish Power | Black Law I | Wind | Onshore | No | Wind |  | 124.2 | HV | Scotland | Scotland | ML118BW |  | 290998.0 | 653991.0 | 2005
Scottish Power | Coldham | Wind | Onshore | No | Wind |  | 16 | LV | England | East of England | PE14OLX |  | 525748.0 | 299048.0 | 2005
Scottish Power | Beinn Tharsuinn | Wind | Onshore | No | Wind |  | 29.75 | HV | Scotland | Scotland | IV191LH |  | 261700.0 | 881900.0 | 2005
Scottish Power | Callagheen | Wind | Onshore | No | Wind |  | 16.9 | LV | Northern Ireland | Northern Ireland | BT934AL |  | 10820.0 | 521167.0 | 2006
Scottish Power | Wether Hill | Wind | Onshore | No | Wind |  | 18.2 | LV | Scotland | Scotland | DG73UG |  | 270000.0 | 594000.0 | 2007
Scottish Power | Whitelee I | Wind | Onshore | No | Wind |  | 322 | HV | Scotland | Scotland | KA36EX |  | 256800.0 | 645435.0 | 2007
Scottish Power | Hagshaw Hill II | Wind | Onshore | No | Wind |  | 26 | LV | Scotland | Scotland | ML110RR |  | 278965.0 | 630750.0 | 2008
Scottish Power | Wolf Bog | Wind | Onshore | No | Wind |  | 10 | LV | Northern Ireland | Northern Ireland | BT390TD |  | 137865.0 | 553129.0 | 2008
Scottish Power | Green Knowes | Wind | Onshore | No | Wind |  | 27 | LV | Scotland | Scotland | FK147YJ |  | 296850.0 | 707550.0 | 2008
Scottish Power | Clachan Flats | Wind | Onshore | No | Wind |  | 15.03 | HV | Scotland | Scotland | PA268BJ |  | 217950.0 | 714520.0 | 2009
Scottish Power | Dun Law II | Wind | Onshore | No | Wind |  | 29.75 | HV | Scotland | Scotland | TD26RA |  | 346582.0 | 657530.0 | 2009
Scottish Power | Arecleoch | Wind | Onshore | No | Wind |  | 120 | HV | Scotland | Scotland | KA260SJ |  | 221500.0 | 578500.0 | 2010
Scottish Power | Mark Hill | Wind | Onshore | No | Wind |  | 56 | HV | Scotland | Scotland | KA260PX |  | 225000.0 | 585000.0 | 2011
Scottish Power | Lynemouth | Wind | Onshore | No | Wind |  | 26 | LV | England | North East | NB639AT |  | 429400.0 | 589799.0 | 2012
Scottish Power | Whitelee II | Wind | Onshore | No | Wind |  | 217.02 | HV | Scotland | Scotland | KA36EX |  | 254220.0 | 640867.0 | 2012
Scottish Power | Beinn an Tuirc II | Wind | Onshore | No | Wind |  | 43.7 | HV | Scotland | Scotland | PA286QY |  | 173950.0 | 636900.0 | 2012
Scottish Power | Carland Cross RP | Wind | Onshore | No | Wind |  | 20 | LV | England | South West | TR85JB |  | 184500.0 | 54500.0 | 2013
Scottish Power | Middleton | Wind | Onshore | No | Wind |  | 12 | LV | Scotland | Scotland | G776PZ |  | 253158.0 | 656019.0 | 2013
Scottish Power | Harestanes | Wind | Onshore | No | Wind |  | 136 | HV | Scotland | Scotland | DG111TU |  | 300000.0 | 595000.0 | 2013
Scottish Power | Coal Clough RP | Wind | Onshore | No | Wind |  | 16 | LV | England | North West | BB104RR |  | 390207.0 | 428154.0 | 2014
Scottish Power | Black Law II | Wind | Onshore | No | Wind |  | 63.43 | HV | Scotland | Scotland | ML118EW |  | 289500.0 | 653500.0 | 2016
Scottish Power | Ewe Hill I | Wind | Onshore | No | Wind |  | 13.8 | LV | Scotland | Scotland | DG112QG |  | 315000.0 | 580000.0 | 2016
Scottish Power | Dersalloch | Wind | Onshore | No | Wind |  | 69 | HV | Scotland | Scotland | KA197NJ |  | 242500.0 | 603500.0 | 2016
Scottish Power | Hare Hill II | Wind | Onshore | No | Wind |  | 29.75 | HV | Scotland | Scotland | KA184NW |  | 265931.0 | 613982.0 | 2016
Scottish Power | Kilgallioch | Wind | Onshore | No | Wind |  | 239 | HV | Scotland | Scotland | KA260RF |  | 223000.0 | 578000.0 | 2016
Scottish Power | Ewe Hill II | Wind | Onshore | No | Wind |  | 36.8 | HV | Scotland | Scotland | DG112QG |  | 315000.0 | 580000.0 | 2017
Scottish Power | Glen App | Wind | Onshore | No | Wind |  | 22 | HV | Scotland | Scotland | KA260PG |  | 208000.0 | 573000.0 | 2017
Scottish Power | Halsary | Wind | Onshore | No | Wind |  | 30 | HV | Scotland | Scotland | KW126UW |  |  |  | 2020
Scottish Power | Beinn an Tuirc III | Wind | Onshore | No | Wind |  | 49.95 |  | Scotland | Scotland | IV19 1LH |  |  |  | 2021
Sembcorp Utilities | Wilton 10 Biomass | Bioenergy | Bioenergy | Yes | Biomass |  | 33.276 | HV | England | North East | TS908WS |  | 456536.0 | 520395.0 | 2007
Sembcorp Utilities | Wilton 11 | Bioenergy | Bioenergy | No | MSW |  | 49 | HV | England | North East |  |  | 458191.0 | 520347.0 | 2016
Sembcorp Utilities | Wilton International | Fossil Fuel | Conventional steam | Yes | Natural Gas | Oil | 120 | HV | England | North East | TS908WS |  | 458275.0 | 517359.0 | 1952
SSE Group | Slough Heat & Power | Bioenergy | Bioenergy | Yes | Biomass |  | 20 | LV | England | South East | SL14TT |  | 495316.0 | 181476.0 | 2014
SSE Group | Peterhead | Fossil Fuel | CCGT | No | Natural Gas |  | 1180 | HV | Scotland | Scotland | AB423BZ |  | 412790.0 | 843093.0 | 1980
SSE Group | Keadby | Fossil Fuel | CCGT | No | Natural Gas |  | 735 | HV | England | East Midlands | DN173EF |  | 483280.0 | 411671.0 | 1982
SSE Group | Medway | Fossil Fuel | CCGT | No | Natural Gas |  | 755 | HV | England | South East | ME30AG |  | 586916.0 | 174008.0 | 1995
SSE Group | Burghfield | Fossil Fuel | Single cycle | No | Natural Gas |  | 50 | HV | England | South East | RG303UW |  | 466926.0 | 166323.0 | 1998
SSE Group | Chickerell | Fossil Fuel | Single cycle | No | Natural Gas |  | 50 | HV | England | South West | DT49XH |  | 364051.0 | 80933.0 | 1998
SSE Group | Keadby 2 | Fossil Fuel | CCGT |  | Natural Gas |  | 840 |  | England | East Midlands |  |  |  |  | 2023
SSE Group | Rannoch | Hydro | Natural Flow | No | Hydro |  | 45 | LV | Scotland | Scotland | PH173QP |  | 265618.90567399998 | 758237.41850399994 | 1930
SSE Group | Tummel | Hydro | Natural Flow | No | Hydro |  | 34 | LV | Scotland | Scotland | PH165SB |  | 261249.15323600001 | 580838.54599699995 | 1933
SSE Group | Cladach Dam | Hydro | Natural Flow | No | Hydro |  | 0.22 | LV | Scotland | Scotland |  | NS014376 | 219715.0 | 595201.0 | 1949
SSE Group | Pitlochry Power Station - A | Hydro | Natural Flow | No | Hydro |  | 15 | HV | Scotland | Scotland |  | NN936577 | 293515.0 | 757730.0 | 1950
SSE Group | Morar Power Station - A,C | Hydro | Natural Flow | No | Hydro |  | 0.75 | LV | Scotland | Scotland |  | NM682922 | 168582.025887 | 792663.62937500002 | 1950
SSE Group | Nostie Bridge Power Station - A | Hydro | Natural Flow | No | Hydro |  | 1.3 | LV | Scotland | Scotland |  | NH852274 | 185143.85883700001 | 826708.608687 | 1950
SSE Group | Grudie Bridge Power Station - A, G | Hydro | Natural Flow | No | Hydro |  | 18.66 | LV | Scotland | Scotland |  | NH310624 | 231315.68004800001 | 862293.36975099996 | 1950
SSE Group | Clunie | Hydro | Natural Flow | No | Hydro |  | 61.2 | HV | Scotland | Scotland | PH165NF |  | 293345.89585299999 | 757790.00295600004 | 1950
SSE Group | Sloy | Hydro | Natural Flow | No | Hydro |  | 152.5 | HV | Scotland | Scotland | G837DP |  | 232178.80345499999 | 709714.41867299995 | 1950
SSE Group | Clunie Dam - A | Hydro | Natural Flow | No | Hydro |  | 0.175 | LV | Scotland | Scotland |  | NN884603 | 293345.89585299999 | 757790.00295600004 | 1950
SSE Group | Pitlochry Compensation Generation - A | Hydro | Natural Flow | No | Hydro |  | 0.059 | LV | Scotland | Scotland |  | NN936577 | 293500.038046 | 757752.01422899996 | 1950
SSE Group | Striven Power Station - A | Hydro | Natural Flow | No | Hydro |  | 8 | LV | Scotland | Scotland |  | NS056840 | 205595.0 | 683990.0 | 1951
SSE Group | Fasnakyle | Hydro | Natural Flow | No | Hydro |  | 69 | HV | Scotland | Scotland |  | NH319296 | 226977.973512 | 827215.18281999999 | 1951
SSE Group | Kerry Falls Power Station | Hydro | Natural Flow | No | Hydro |  | 1.25 | LV | Scotland | Scotland |  | NG829720 | 181231.12067100001 | 875180.63170899998 | 1951
SSE Group | Beannachran Dam - A | Hydro | Natural Flow | No | Hydro |  | 0.16 | LV | Scotland | Scotland |  | NN325394 | 233926.125814 | 831784.38433300005 | 1951
SSE Group | Storr Lochs Power Station - A | Hydro | Natural Flow | No | Hydro |  | 2.4 | LV | Scotland | Scotland |  | NG515527 | 147915.64170899999 | 843505.35491899995 | 1952
SSE Group | Lussa Power Station - A | Hydro | Natural Flow | No | Hydro |  | 2.4 | LV | Scotland | Scotland |  | NR735261 | 176153.721105 | 625756.90955900005 | 1952
SSE Group | Dundreggan Dam A | Hydro | Natural Flow | No | Hydro |  | 0.16 | LV | Scotland | Scotland |  | NH357156 | 231413.082559 | 813651.70164300001 | 1953
SSE Group | Gaur Power Station - A | Hydro | Natural Flow | No | Hydro |  | 7.9 | LV | Scotland | Scotland |  | NN464579 | 247261.333874 | 757140.631283 | 1953
SSE Group | Torr Achilty Power Station - A,E | Hydro | Natural Flow | No | Hydro |  | 15 | LV | Scotland | Scotland |  | NH446545 | 244418.37481199999 | 854546.61670599994 | 1954
SSE Group | Loch Dubh | Hydro | Natural Flow | No | Hydro |  | 1.2 | LV | Scotland | Scotland |  | NC149012 | 213243.84406900001 | 901138.944043 | 1954
SSE Group | Luichart | Hydro | Natural Flow | No | Hydro |  | 34 | HV | Scotland | Scotland | IV149EW |  | 231809.687121 | 862261.33658100001 | 1954
SSE Group | Meig Dam | Hydro | Natural Flow | No | Hydro |  | 0.076 | LV | Scotland | Scotland |  | NH375560 | 237124.664659 | 855942.36082399997 | 1954
SSE Group | Luichart Dam - A | Hydro | Natural Flow | No | Hydro |  | 0.085 | LV | Scotland | Scotland |  | NH389579 | 232652.83906500001 | 862232.74855599995 | 1954
SSE Group | Mullardoch Power Station - A,C | Hydro | Natural Flow | No | Hydro |  | 2.4 | LV | Scotland | Scotland |  | NH223310 | 222860.0 | 831415.0 | 1955
SSE Group | Quoich Power Station - A, E, G | Hydro | Natural Flow | No | Hydro |  | 18.05 | LV | Scotland | Scotland |  | NH107012 | 216881.8432 | 800852.89049999998 | 1955
SSE Group | Finlarig Power Station - A,G | Hydro | Natural Flow | No | Hydro |  | 16.5 | HV | Scotland | Scotland |  | NN585345 | 257077.347893 | 733907.81862599996 | 1955
SSE Group | Clachan | Hydro | Natural Flow | No | Hydro |  | 40 | LV | Scotland | Scotland |  | NN192133 | 148598.006933 | 866496.66653699998 | 1955
SSE Group | Errochty | Hydro | Natural Flow | No | Hydro |  | 75 | HV | Scotland | Scotland | PH165SD |  | 280853.25648699998 | 765408.19507100002 | 1955
SSE Group | Quoich Dam - A | Hydro | Natural Flow | No | Hydro |  | 0.32 | LV | Scotland | Scotland |  | NH071023 | 216881.84323299999 | 800852.89049599995 | 1955
SSE Group | Allt Na Lairige Power Station | Hydro | Natural Flow | No | Hydro |  | 6 | LV | Scotland | Scotland |  | NN231164 | 220655.0 | 714679.0 | 1956
SSE Group | Ceannacroc Power Station - A, E | Hydro | Natural Flow | No | Hydro |  | 16.5 | LV | Scotland | Scotland |  | NH224108 | 222745.0 | 810690.0 | 1956
SSE Group | Invergarry Power Station - A,E | Hydro | Natural Flow | No | Hydro |  | 19.975 | HV | Scotland | Scotland |  | NH319013 | 231930.0 | 801320.0 | 1956
SSE Group | Kilmelford Power Station - A, C, | Hydro | Natural Flow | No | Hydro |  | 2 | LV | Scotland | Scotland |  | NM541144 | 183921.68693900001 | 712587.00644599996 | 1956
SSE Group | Achanalt Power Station - A | Hydro | Natural Flow | No | Hydro |  | 3.1 | LV | Scotland | Scotland |  | NH309620 | 225895.0 | 861615.0 | 1956
SSE Group | Cluanie Dam - A | Hydro | Natural Flow | No | Hydro |  | 0.32 | LV | Scotland | Scotland |  | NH185099 | 218164.204031 | 809842.51726600004 | 1956
SSE Group | Awe Barrage - A | Hydro | Natural Flow | No | Hydro |  | 0.886 | LV | Scotland | Scotland |  | NN046287 | 202987.0 | 729485.0 | 1956
SSE Group | Kilmelford Compset A,C | Hydro | Natural Flow | No | Hydro |  | 0.082 | LV | Scotland | Scotland |  | NM541144 | 183921.68693900001 | 712587.00644599996 | 1956
SSE Group | Loyne Power Station - A,C | Hydro | Natural Flow | No | Hydro |  | 0.55 | LV | Scotland | Scotland |  | NH200079 | 228554.88977000001 | 813307.01867400005 | 1956
SSE Group | Tralaig Power Station | Hydro | Natural Flow | No | Hydro |  | 0.084 | LV | Scotland | Scotland |  | NM871169 | 183921.68693900001 | 712587.00644599996 | 1956
SSE Group | Vaich Power Station | Hydro | Natural Flow | No | Hydro |  | 0.32 | LV | Scotland | Scotland |  | NH321726 | 234419.67884499999 | 875106.58660599997 | 1956
SSE Group | Ceannacroc Compensation Generator | Hydro | Natural Flow | No | Hydro |  | 3.5 | LV | Scotland | Scotland |  | NH224108 | 222745.0 | 810690.0 | 1956
SSE Group | St Fillans Power Station - A, G | Hydro | Natural Flow | No | Hydro |  | 16.83 | LV | Scotland | Scotland |  | NN691246 | 269101.60388900002 | 724133.42061899998 | 1957
SSE Group | Sron Mor Power Station - A,C | Hydro | Natural Flow | No | Hydro |  | 5 | LV | Scotland | Scotland |  | NN161201 | 264850.0 | 798415.0 | 1957
SSE Group | Mossford Power Station - A,G | Hydro | Natural Flow | No | Hydro |  | 18.66 | HV | Scotland | Scotland |  | NH330633 | 233010.426393 | 863187.36691300001 | 1957
SSE Group | Glenmoriston | Hydro | Natural Flow | No | Hydro |  | 37 | HV | Scotland | Scotland | IV36YH |  | 230869.824876 | 812928.10700800002 | 1957
SSE Group | Stronuich Power Station - A | Hydro | Natural Flow | No | Hydro |  | 0.18 | LV | Scotland | Scotland |  | NN507419 | 250616.896446 | 742103.88824100001 | 1957
SSE Group | Dalchonize Power Station-A,C | Hydro | Natural Flow | No | Hydro |  | 4 | LV | Scotland | Scotland |  | NN740220 | 274035.0 | 721990.0 | 1958
SSE Group | Shin Power Station-A,G | Hydro | Natural Flow | No | Hydro |  | 18.62 | LV | Scotland | Scotland |  | NH574974 | 257261.32734300001 | 897258.47946900001 | 1958
SSE Group | Lochay | Hydro | Natural Flow | No | Hydro |  | 46 | HV | Scotland | Scotland |  | NN545350 | 256968.202407 | 734182.06732699997 | 1958
SSE Group | Shin Diversion Dam - A | Hydro | Natural Flow | No | Hydro |  | 0.1 | LV | Scotland | Scotland |  | NC582051 | 257261.32734300001 | 897258.47946900001 | 1958
SSE Group | Lubreoch Power Station - A | Hydro | Natural Flow | No | Hydro |  | 4 | LV | Scotland | Scotland |  | NN454418 | 245250.958315 | 741685.36456999998 | 1958
SSE Group | Lochay Compensation Generator | Hydro | Natural Flow | No | Hydro |  | 2 | LV | Scotland | Scotland |  | NN545350 | 258746.51913299999 | 733924.38001600001 | 1958
SSE Group | Lochay Fish Pass Generator - C | Hydro | Natural Flow | No | Hydro |  | 0.054 | LV | Scotland | Scotland |  | NN545350 | 256968.202407 | 734182.06732699997 | 1958
SSE Group | Cassley Power Station - A,C,E | Hydro | Natural Flow | No | Hydro |  | 10 | LV | Scotland | Scotland |  | NC396232 | 247325.0 | 901540.0 | 1959
SSE Group | Cashlie Power Station - A,C | Hydro | Natural Flow | No | Hydro |  | 11 | LV | Scotland | Scotland |  | NN507421 | 248530.0 | 741735.0 | 1959
SSE Group | Orrin Power Station- A | Hydro | Natural Flow | No | Hydro |  | 18 | HV | Scotland | Scotland |  | NH436546 | 246905.0 | 851695.0 | 1959
SSE Group | Cuaich Power Station - A,C | Hydro | Natural Flow | No | Hydro |  | 2.5 | LV | Scotland | Scotland |  | NN574868 | 263487.841273 | 784203.521908 | 1959
SSE Group | Trinafour Power Station - A | Hydro | Natural Flow | No | Hydro |  | 0.55 | LV | Scotland | Scotland |  | NN725648 | 270988.13688900002 | 765725.19146 | 1959
SSE Group | Duchally Power Station - A,C,E | Hydro | Natural Flow | No | Hydro |  | 0.45 | LV | Scotland | Scotland |  | NC368203 | 238694.128218 | 916750.91899200005 | 1959
SSE Group | Lairg Power Station | Hydro | Natural Flow | No | Hydro |  | 3.5 | LV | Scotland | Scotland |  | NC575070 | 249712.919287 | 916014.00856600003 | 1959
SSE Group | Gisla Power Station - A | Hydro | Natural Flow | No | Hydro |  | 0.72 | LV | Scotland | Scotland |  | NB129258 | 113291.038795 | 926162.88476399996 | 1960
SSE Group | Chliostair Power Station - A,C | Hydro | Natural Flow | No | Hydro |  | 1.32 | LV | Scotland | Scotland |  | NB059092 | 120328.967017 | 908665.53669900005 | 1960
SSE Group | Loch Gair Power Station - A,C | Hydro | Natural Flow | No | Hydro |  | 6 | LV | Scotland | Scotland |  | NR925908 | 192865.0 | 691305.0 | 1961
SSE Group | Lednock Power Station - A | Hydro | Natural Flow | No | Hydro |  | 3 | LV | Scotland | Scotland |  | NN698304 | 276730.0 | 722040.0 | 1961
SSE Group | Livishie Power Station - A | Hydro | Natural Flow | No | Hydro |  | 15 | LV | Scotland | Scotland |  | NH353160 | 240245.0 | 817495.0 | 1962
SSE Group | Aigas Power Station - A,E | Hydro | Natural Flow | No | Hydro |  | 20 | HV | Scotland | Scotland |  | NH474437 | 247395.0 | 843655.0 | 1962
SSE Group | Kilmorack Power Station -A,E | Hydro | Natural Flow | No | Hydro |  | 20 | HV | Scotland | Scotland |  | NH494442 | 249410.0 | 844225.0 | 1962
SSE Group | Culligran Power Station Unit 2 - A | Hydro | Natural Flow | No | Hydro |  | 17.1 | HV | Scotland | Scotland |  | NH378405 | 231877.310669 | 839888.30312599998 | 1962
SSE Group | Loch Ericht Power Station - A | Hydro | Natural Flow | No | Hydro |  | 2.2 | LV | Scotland | Scotland |  | NN553728 | 262079.87718099999 | 783677.43128999998 | 1962
SSE Group | Culligran Comp Set - A,C,E | Hydro | Natural Flow | No | Hydro |  | 2 | HV | Scotland | Scotland |  | NH378405 | 231877.310669 | 839888.30312599998 | 1962
SSE Group | Mucomir Power Station | Hydro | Natural Flow | No | Hydro |  | 1.9 | LV | Scotland | Scotland |  | NN183838 | 218350.0 | 783900.0 | 1962
SSE Group | Nant Power Station - A,E | Hydro | Natural Flow | No | Hydro |  | 15 | HV | Scotland | Scotland |  | NN016207 | 203606.80395999999 | 723291.404201 | 1963
SSE Group | Inverawe | Hydro | Natural Flow | No | Hydro |  | 25 | LV | Scotland | Scotland | PA351HQ |  | 202299.54597899999 | 730929.48161799996 | 1963
SSE Group | Deanie | Hydro | Natural Flow | No | Hydro |  | 38 | HV | Scotland | Scotland | IV47JX |  | 219200.00004499999 | 710099.99998600001 | 1963
SSE Group | Misgeach Power Station - A | Hydro | Natural Flow | No | Hydro |  | 0.35 | LV | Scotland | Scotland |  | NH183381 | 229571.01829800001 | 838608.37607100001 | 1963
SSE Group | Foyers Falls Power Station | Hydro | Natural Flow | No | Hydro |  | 5.2 | LV | Scotland | Scotland |  | NH497210 | 249845.0 | 820010.0 | 1968
SSE Group | River Cuileig | Hydro | Natural Flow | No | Hydro |  | 3.3 | LV | Scotland | Scotland |  | NH193789 | 219300.0 | 878900.0 | 2002
SSE Group | Orrin Dam - A | Hydro | Natural Flow | No | Hydro |  | 0.256 | LV | Scotland | Scotland |  | NH403503 | 245505.394088 | 856091.61578800005 | 2002
SSE Group | Invergarry Dam - A, E | Hydro | Natural Flow | No | Hydro |  | 0.24 | LV | Scotland | Scotland |  | NH319413 | 238862.965222 | 809324.00929800002 | 2003
SSE Group | Kingairloch Power Station - A,C | Hydro | Natural Flow | No | Hydro |  | 3.5 | LV | Scotland | Scotland |  | NM810547 | 184177.03533499999 | 752489.46736999997 | 2005
SSE Group | Fasnakyle Compensation Generator - A, C | Hydro | Natural Flow | No | Hydro |  | 7.701 | LV | Scotland | Scotland |  | NH319296 | 226977.973512 | 827215.18281999999 | 2006
SSE Group | Glendoe Hydro Power Station | Hydro | Natural Flow | No | Hydro |  | 100 | HV | Scotland | Scotland |  | NH406079 | 238719.406541 | 808777.04899200005 | 2008
SSE Group | Foyers Pumped Storage | Pumped hydro | Pumped hydro | No | Pumped hydro |  | 300 | HV | Scotland | Scotland |  | NH497210 | 250350.0 | 821750.0 | 1974
SSE Group | Bowmore | Fossil Fuel | Single cycle | No | Diesel/Gas Oil |  | 6 | HV | Scotland | Scotland | PA437LL |  | 132024.0 | 660214.0 | 1946
SSE Group | Kirkwall | Fossil Fuel | Single cycle | No | Diesel/Gas Oil |  | 16 | HV | Scotland | Scotland | KW151AN |  | 344667.0 | 1010985.0 | 1952
SSE Group | Stornoway | Fossil Fuel | Single cycle | No | Diesel/Gas Oil |  | 23 | HV | Scotland | Scotland |  |  | 143150.0 | 932158.0 | 1952
SSE Group | Lerwick | Fossil Fuel | Single cycle | No | Diesel/Gas Oil |  | 67 | LV | Scotland | Scotland | ZE10PS |  | 446456.0 | 1142790.0 | 1953
SSE Group | Tiree | Fossil Fuel | Single cycle | No | Diesel/Gas Oil |  | 2.5 | HV | Scotland | Scotland | PA776UP |  | 100030.0 | 744120.0 | 1953
SSE Group | Loch Carnan | Fossil Fuel | Single cycle | No | Diesel/Gas Oil |  | 11 | HV | Scotland | Scotland |  |  | 83233.0 | 842636.0 | 1972
SSE Group | Barra | Fossil Fuel | Single cycle | No | Diesel/Gas Oil |  | 2.5 | HV | Scotland | Scotland | HS95YA |  | 71706.0 | 803309.0 | 1986
SSE Group | Arnish | Fossil Fuel | Single cycle | No | Diesel/Gas Oil |  | 10 | HV | Scotland | Scotland |  |  | 142229.0 | 930499.0 | 2000
SSE Group | SSE Arena Belfast | Solar | PV | No | Solar |  | 0.41992 | LV | Northern Ireland | Northern Ireland |  | NW473302 | 147232.0 | 530243.0 | 2017
SSE Group | Greater Gabbard | Wind | Offshore | No | Wind |  | 504 | HV | England | East of England |  | TM714315 | 670237.0 | 231640.0 | 2011
SSE Group | Beatrice Offshore windfarm | Wind | Offshore | No | Wind |  | 588 | HV | Scotland | Scotland |  | ND500486 | 344074.0 | 911416.0 | 2018
SSE Group | Seagreen | Wind | Offshore | No | Wind |  | 1075 |  | Scotland | Scotland |  | NO399369 |  |  | 2022
SSE Group | Tangy Wind Farm - A | Wind | Onshore | No | Wind |  | 18.52 | LV | Scotland | Scotland |  | NR685282 | 167373.0 | 626330.0 | 2002
SSE Group | Artfield Fell Windfarm - A,C | Wind | Onshore | No | Wind |  | 28.6 | LV | Scotland | Scotland |  | NX236659 | 223005.0 | 567000.0 | 2005
SSE Group | Hadyard Hill Windfarm - A,C | Wind | Onshore | No | Wind |  | 119.8 | HV | Scotland | Scotland |  | NX279982 | 227133.0 | 597446.0 | 2005
SSE Group | Bessy Bell Windfarm (NI) Limited | Wind | Onshore | No | Wind |  | 9 | LV | Northern Ireland | Northern Ireland | H395815 |  | 51953.0 | 543825.0 | 2008
SSE Group | Drumderg Windfarm | Wind | Onshore | No | Wind |  | 36.8 | LV | Scotland | Scotland |  | NO180538 | 324500.0 | 748500.0 | 2008
SSE Group | Fairburn Windfarm | Wind | Onshore | No | Wind |  | 40 | LV | Scotland | Scotland |  | NH426534 | 242550.0 | 852250.0 | 2009
SSE Group | Toddleburn Windfarm | Wind | Onshore | No | Wind |  | 27.6 | HV | Scotland | Scotland |  | NT433499 | 345050.0 | 653150.0 | 2010
SSE Group | Achany Windfarm | Wind | Onshore | No | Wind |  | 38 | LV | Scotland | Scotland |  | NC480018 | 252350.0 | 904150.0 | 2010
SSE Group | Slieve Kirk Windfarm | Wind | Onshore | No | Wind |  | 73.6 | HV | Northern Ireland | Northern Ireland | BT473RL |  | 61258.0 | 571215.0 | 2011
SSE Group | Clyde Windfarm (South) | Wind | Onshore | No | Wind |  | 128.8 | LV | Scotland | Scotland |  | NS982134 | 302500.0 | 617500.0 | 2011
SSE Group | Griffin Wind Farm | Wind | Onshore | No | Wind |  | 188.6 | HV | Scotland | Scotland |  | NN910427 | 293600.0 | 744600.0 | 2011
SSE Group | Gordonbush Wind Farm | Wind | Onshore | No | Wind |  | 70 | HV | Scotland | Scotland |  | NC826113 | 284500.0 | 909500.0 | 2011
SSE Group | Clyde Windfarm (Central) | Wind | Onshore | No | Wind |  | 195.9 | LV | Scotland | Scotland |  | NS987202 | 302500.0 | 622500.0 | 2011
SSE Group | Clyde Windfarm (North) | Wind | Onshore | No | Wind |  | 197.7 | LV | Scotland | Scotland |  | NS985240 | 302500.0 | 627500.0 | 2012
SSE Group | Spurness Wind Farm II | Wind | Onshore | No | Wind |  | 10 | LV | Scotland | Scotland |  | HY606356 | 360531.0 | 1033828.0 | 2012
SSE Group | Cathkin Braes Wind Farm | Wind | Onshore | No | Wind |  | 3 | LV | Scotland | Scotland |  | NS612582 | 261220.0 | 658203.0 | 2013
SSE Group | Keadby Wind Farm | Wind | Onshore | No | Wind |  | 68 | LV | England | Yorkshire and the Humber |  | SE829126 | 481890.0 | 413515.0 | 2013
SSE Group | Strathy North | Wind | Onshore | No | Wind |  | 66 | HV | Scotland | Scotland |  | NC820598 | 281550.0 | 957550.0 | 2015
SSE Group | Dunmaglass Wind Farm | Wind | Onshore | No | Wind |  | 94.05 | HV | Scotland | Scotland |  | NH609227 | 264000.0 | 820120.0 | 2016
SSE Group | Tievenameenta Wind Farm | Wind | Onshore | No | Wind |  | 34.5 | LV | Northern Ireland | Northern Ireland |  | NV288423 | 28892.0 | 543668.0 | 2016
SSE Group | Bhlaraidh Wind Farm | Wind | Onshore | No | Wind |  | 110.4 | HV | Scotland | Scotland |  | NH369203 | 238277.0 | 816488.0 | 2017
SSE Group | Stronelairg Wind Farm | Wind | Onshore | No | Wind |  | 227.7 | HV | Scotland | Scotland |  | NH526030 | 247166.0 | 806833.0 | 2018
SSE Group | Gordonbush Ext | Wind | Onshore | No | Wind |  | 47.3 | HV | Scotland | Scotland |  | NC826113 |  |  | 2021
Statkraft | Rheidol Hydro Scheme Gen 4 | Hydro | Natural Flow | No | Hydro |  | 1.25 | LV | Wales | Wales |  |  | 270704.12983400002 | 279283.03561399999 | 1961
Statkraft | Rheidol Hydro Scheme Gen 3 | Hydro | Natural Flow | No | Hydro |  | 20.5 | LV | Wales | Wales |  |  | 274692.23303100001 | 283465.92701300001 | 1962
Statkraft | Rheidol Hydro Scheme Gen 1 | Hydro | Natural Flow | No | Hydro |  | 13.5 | LV | Wales | Wales |  |  | 270466.35895199998 | 279169.77504799998 | 1962
Statkraft | Rheidol Hydro Scheme Gen 2 | Hydro | Natural Flow | No | Hydro |  | 20.5 | LV | Wales | Wales |  |  | 274692.23303100001 | 283465.92701300001 | 1962
Statkraft | Rheidol Hydro Scheme Gen 5 | Hydro | Natural Flow | No | Hydro |  | 0.075 | LV | Wales | Wales |  |  | 275303.156097 | 283745.93445200002 | 1963
Statkraft | Rheidol Hydro Scheme Gen 6 | Hydro | Natural Flow | No | Hydro |  | 0.05 | LV | Wales | Wales |  |  | 274692.23303100001 | 283465.92701300001 | 1963
Statkraft | Rheidol Hydro Scheme Gen 7 | Hydro | Natural Flow | No | Hydro |  | 0.1 | LV | Wales | Wales |  |  | 270704.12983400002 | 279283.03561399999 | 1985
Statkraft | Alltwalis | Wind | Onshore | No | Wind |  | 23 | HV | Wales | Wales | SA327ED |  | 246387.0 | 233404.0 | 2009
Statkraft | Baillie | Wind | Onshore | No | Wind |  | 53 | HV | Scotland | Scotland | KW147EP |  | 302550.0 | 965650.0 | 2013
Statkraft | Berry Burn | Wind | Onshore | No | Wind |  | 67 | HV | Scotland | Scotland | IV362QH |  | 311550.0 | 840550.0 | 2014
Statkraft | Andershaw | Wind | Onshore | No | Wind |  | 35 | HV | Scotland | Scotland | ML126SX |  | 283500.0 | 625500.0 | 2017
Temporis Capital | Osspower | Hydro | Natural Flow | No | Hydro |  | 1.995 | LV | Scotland | Scotland | G837DX |  | 0.0 | 0.0 | 2012
Temporis Capital | Derrydarroch | Hydro | Natural Flow | No | Hydro |  | 1.995 | LV | Scotland | Scotland | G837DX |  | 212176.0 | 775418.0 | 2015
Temporis Capital | Upper Falloch | Hydro | Natural Flow | No | Hydro |  | 0.896 | LV | Scotland | Scotland | FK208RL |  | 0.0 | 0.0 | 2015
Temporis Capital | Ransonmoor | Wind | Onshore | No | Wind |  | 17.8 | LV | England | East of England | PE150TY |  | 537950.0 | 292470.0 | 2007
Temporis Capital | Greendykeside | Wind | Onshore | No | Wind |  | 4 | LV | Scotland | Scotland | ML67TT |  | 281134.0 | 670403.0 | 2007
Temporis Capital | Craig | Wind | Onshore | No | Wind |  | 10 | HV | Scotland | Scotland | DG130NZ |  | 331995.0 | 586055.0 | 2007
Temporis Capital | Lochhead | Wind | Onshore | No | Wind |  | 6 | LV | Scotland | Scotland | ML93PP |  | 275500.0 | 646500.0 | 2009
Temporis Capital | Achairn | Wind | Onshore | No | Wind |  | 6 | LV | Scotland | Scotland | KW15SG |  | 329950.0 | 950650.0 | 2009
Temporis Capital | Muirhall | Wind | Onshore | No | Wind |  | 12.3 | LV | Scotland | Scotland | EH558LN |  | 300605.0 | 653760.0 | 2010
Temporis Capital | White Mill | Wind | Onshore | No | Wind |  | 14.35 | LV | England | East of England | PE140LX |  | 545100.0 | 301570.0 | 2012
Temporis Capital | Biggleswade | Wind | Onshore | No | Wind |  | 20 | LV | England | East of England | SG189TA |  | 521653.0 | 240193.0 | 2013
Temporis Capital | Weston | Wind | Onshore | No | Wind |  | 4 | LV | England | East of England | PE378JX |  | 609009.0 | 315326.0 | 2014
Temporis Capital | Pickenham | Wind | Onshore | No | Wind |  | 4 | LV | England | East of England | PE378JX |  | 585114.0 | 306597.0 | 2014
Temporis Capital | Eye | Wind | Onshore | No | Wind |  | 6.8 | LV | England | East of England | SG189TA |  | 613137.0 | 274854.0 | 2014
Temporis Capital | Halesworth | Wind | Onshore | No | Wind |  | 10 | LV | England | East of England | IP198NH |  | 640461.0 | 278558.0 | 2015
Temporis Capital | Craig 2 | Wind | Onshore | No | Wind |  | 4.7 | HV | Scotland | Scotland | DG130NZ |  | 333264.0 | 587956.0 | 2017
Temporis Capital | Dunsland Cross | Wind | Onshore | No | Wind |  | 6.15 | LV | England | South West | EX227AW |  | 242041.0 | 107244.0 | 2017
Temporis Capital | Newark | Wind | Onshore | No | Wind |  | 6 | LV | England | East Midlands | NG243SD |  | 479589.0 | 350765.0 | 2017
Temporis Capital | Blackcraig | Wind | Onshore | No | Wind |  | 52.9 | HV | Scotland | Scotland | DG73DZ |  | 270500.0 | 582500.0 | 2018
Temporis Capital | Tullymurdoch | Wind | Onshore | No | Wind |  | 14.4 | LV | Scotland | Scotland | PH118LH |  | 319575.0 | 752228.0 | 2018
The Banks Group | Hazlehead Wind Farm | Wind | Onshore | No | Wind |  | 6.15 | LV | England | Yorkshire and the Humber | HD92TR |  |  |  | 2011
The Banks Group | Marr Wind Farm | Wind | Onshore | No | Wind |  | 8.2 | LV | England | Yorkshire and the Humber | DN57AZ |  |  |  | 2012
The Banks Group | Armistead Wind Farm | Wind | Onshore | No | Wind |  | 12.3 | LV | England | North West | LA80HT |  |  |  | 2013
The Banks Group | Penny Hill Wind Farm | Wind | Onshore | No | Wind |  | 20.4 | LV | England | Yorkshire and the Humber | S669BH |  |  |  | 2013
The Banks Group | Heysham South Wind Farm | Wind | Onshore | No | Wind |  | 7.5 | LV | England | North West | LA33ES |  |  |  | 2015
The Banks Group | Hook Moor Wind Farm | Wind | Onshore | No | Wind |  | 10 | LV | England | Yorkshire and the Humber | LS253EB |  |  |  | 2016
The Banks Group | Lambs Hill Wind Farm | Wind | Onshore | No | Wind |  | 8 | LV | England | North East | TS211LX |  |  |  | 2017
The Banks Group | Moor House Wind Farm | Wind | Onshore | No | Wind |  | 12 | LV | England | North East | DL21SN |  |  |  | 2018
The Banks Group | Middle Muir Wind Farm | Wind | Onshore | No | Wind |  | 51 | HV | Scotland | Scotland | ML126SZ |  | 288964.0 | 625283.0 | 2018
The Banks Group | Kype Muir Wind Farm | Wind | Onshore | No | Wind |  | 88.4 | HV | Scotland | Scotland | ML106RE |  | 268129.0 | 640258.0 | 2019
UK Transition Limited | West Burton CCGT | Fossil Fuel | CCGT | No | Natural Gas |  | 1332 | HV | England | East Midlands | DN229BL |  | 479368.0 | 384538.0 | 2013
Uniper UK | Ratcliffe (Steam) | Fossil Fuel | Conventional steam | No | Coal |  | 2021 | HV | England | East Midlands | NG110EE |  | 449969.0 | 327738.0 | 1967
Uniper UK | Killingholme | Fossil Fuel | Single cycle | No | Natural Gas |  | 600 | HV | England | Yorkshire and the Humber | DN403LU |  | 516717.0 | 419816.0 | 1992
Uniper UK | Connahs Quay | Fossil Fuel | CCGT | No | Sour Gas |  | 1380 | HV | Wales | Wales | CH54BP |  | 328878.0 | 368331.0 | 1996
Uniper UK | Cottam Development Centre | Fossil Fuel | CCGT | No | Natural Gas |  | 445 | HV | England | East Midlands | DN220TF |  | 470307.0 | 378332.0 | 1998
Uniper UK | Enfield | Fossil Fuel | CCGT | No | Natural Gas |  | 408 | HV | England | London | EN37PL |  | 532446.0 | 190691.0 | 1999
Uniper UK | Grain | Fossil Fuel | CCGT | Yes | Natural Gas |  | 1365 | HV | England | South East | ME30AR |  | 588672.0 | 172826.0 | 2011
Uniper UK | Ratcliffe (OCGT) | Fossil Fuel | Single cycle | No | Diesel/Gas Oil |  | 34 | HV | England | East Midlands | NG110EE |  | 449969.0 | 327738.0 | 1967
Uniper UK | Taylors Lane | Fossil Fuel | Single cycle | No | Diesel/Gas Oil |  | 144 | HV | England | London | NW108JP |  | 524680.0 | 195111.0 | 1979
Uniper UK | Grain (OCGT) | Fossil Fuel | Single cycle | No | Diesel/Gas Oil |  | 50 | HV | England | South East | ME30AR |  | 0.0 | 0.0 | 2011
Vattenfall | Kentish Flats | Wind | Offshore | No | Wind |  | 90 | LV | England | South East |  |  | 615015.0 | 178055.0 | 2005
Vattenfall | Thanet | Wind | Offshore | No | Wind |  | 300 | HV | England | South East |  |  | 652658.0 | 176367.0 | 2010
Vattenfall | Ormonde | Wind | Offshore | No | Wind |  | 150 | HV | England | North West |  |  | 306000.0 | 466842.0 | 2011
Vattenfall | Kentish Flats Extension | Wind | Offshore | No | Wind |  | 49.5 | LV | England | South East |  |  | 615377.0 | 175526.0 | 2015
Vattenfall | Aberdeen | Wind | Offshore | No | Wind |  | 96.8 | HV | Scotland | Scotland |  |  | 395748.0 | 814283.0 | 2018
Vattenfall | Edinbane | Wind | Onshore | No | Wind |  | 41.4 | HV | Scotland | Scotland |  |  | 134353.0 | 850769.0 | 2009
Vattenfall | Swinford | Wind | Onshore | No | Wind |  | 22 | LV | England | East Midlands |  |  | 456804.0 | 279647.0 | 2012
Vattenfall | Clashindarroch | Wind | Onshore | No | Wind |  | 36.9 | HV | Scotland | Scotland |  |  | 348214.0 | 839951.0 | 2015
Vattenfall | Pen Y Cymoedd | Wind | Onshore | No | Wind |  | 228 | HV | Wales | Wales |  |  | 292879.0 | 199365.0 | 2016
Vattenfall | Ray | Wind | Onshore | No | Wind |  | 54.4 | LV | England | North East |  |  | 395550.0 | 587550.0 | 2017
Venitent Energy Services | Kirkby Moor | Wind | Onshore | No | Wind |  | 4.8 | LV | England | North West | LA177UN |  | 326111.0 | 485242.0 | 1993
Venitent Energy Services | Taff Ely | Wind | Onshore | No | Wind |  | 9 | LV | Wales | Wales | CF398DJ |  | 297000.0 | 186000.0 | 1993
Venitent Energy Services | Bryn Titli | Wind | Onshore | No | Wind |  | 9.9 | LV | Wales | Wales | SY186RX |  | 293500.0 | 275500.0 | 1994
Venitent Energy Services | Trysglwyn | Wind | Onshore | No | Wind |  | 5.6 | LV | Wales | Wales | LL689RF |  | 244000.0 | 389000.0 | 1996
Venitent Energy Services | Carno | Wind | Onshore | No | Wind |  | 33.6 | LV | Wales | Wales | SY175JT |  | 291053.0 | 295836.0 | 1996
Venitent Energy Services | Rheidol | Wind | Onshore | No | Wind |  | 2.4 | LV | Wales | Wales | SY233N |  | 272400.0 | 280500.0 | 1997
Venitent Energy Services | Llyn Alaw | Wind | Onshore | No | Wind |  | 20.4 | LV | Wales | Wales | LL680TB |  | 236000.0 | 387000.0 | 1997
Venitent Energy Services | Novar | Wind | Onshore | No | Wind |  | 17 | LV | Scotland | Scotland | IV170XJ |  | 255500.0 | 871000.0 | 1997
Venitent Energy Services | Mynydd Gorddu | Wind | Onshore | No | Wind |  | 10.2 | LV | Wales | Wales | SY245DP |  | 266200.0 | 287200.0 | 1998
Venitent Energy Services | Beinn Ghlas | Wind | Onshore | No | Wind |  | 8.4 | LV | Scotland | Scotland | PA351HY |  | 196500.0 | 726000.0 | 1999
Venitent Energy Services | Lambrigg | Wind | Onshore | No | Wind |  | 6.5 | LV | England | North West | LA80AP |  | 358800.0 | 493600.0 | 2000
Venitent Energy Services | Bears Down | Wind | Onshore | No | Wind |  | 9.6 | LV | England | South West | TR84RJ |  | 190360.0 | 67560.0 | 2001
Venitent Energy Services | Tow Law | Wind | Onshore | No | Wind |  | 2.31 | LV | England | North East | DL134DE |  | 411500.0 | 541000.0 | 2001
Venitent Energy Services | Ardrossan | Wind | Onshore | No | Wind |  | 30 | LV | Scotland | Scotland | KA227NU |  | 223500.0 | 642500.0 | 2004
Venitent Energy Services | Causeymire | Wind | Onshore | No | Wind |  | 48.3 | HV | Scotland | Scotland | KW15XR |  | 312000.0 | 950000.0 | 2005
Venitent Energy Services | Mynydd Clogau | Wind | Onshore | No | Wind |  | 14.45 | LV | Wales | Wales | SY163DQ |  | 303300.0 | 298800.0 | 2006
Venitent Energy Services | Farr | Wind | Onshore | No | Wind |  | 92 | HV | Scotland | Scotland | IV137ZA |  | 273500.0 | 829000.0 | 2006
Venitent Energy Services | Ffynnon Oer | Wind | Onshore | No | Wind |  | 32 | LV | Wales | Wales | SA133LG |  | 285500.0 | 205500.0 | 2006
Venitent Energy Services | Minsca | Wind | Onshore | No | Wind |  | 36.8 | HV | Scotland | Scotland | DG112QE |  | 313821.0 | 581690.0 | 2008
Venitent Energy Services | Dalswinton | Wind | Onshore | No | Wind |  | 30 | HV | Scotland | Scotland | DG20YB |  | 295000.0 | 589000.0 | 2008
Venitent Energy Services | Lissett Airfield | Wind | Onshore | No | Wind |  | 30 | LV | England | Yorkshire and the Humber | YO258PZ |  | 512263.0 | 458139.0 | 2009
Venitent Energy Services | Hill of Fiddes | Wind | Onshore | No | Wind |  | 6.9 | LV | Scotland | Scotland | AB416QR |  | 393495.0 | 824485.0 | 2010
Venitent Energy Services | Low Spinney | Wind | Onshore | No | Wind |  | 8.2 | LV | England | East Midlands | LE175NB |  | 455816.0 | 289705.0 | 2011
Venitent Energy Services | Glenkerie | Wind | Onshore | No | Wind |  | 22 | LV | Scotland | Scotland | ML126QL |  | 310453.0 | 628117.0 | 2012
Venitent Energy Services | Seamer | Wind | Onshore | No | Wind |  | 10.25 | LV | England | North East | TS159JH |  | 448125.0 | 511235.0 | 2012
Venitent Energy Services | Blackstone Edge | Wind | Onshore | No | Wind |  | 7.5 | LV | England | Yorkshire and the Humber | S369PA |  | 419565.0 | 405226.0 | 2013
Venitent Energy Services | Gordonstown Hill | Wind | Onshore | No | Wind |  | 12.5 | LV | Scotland | Scotland | AB538LH |  | 371136.0 | 841396.0 | 2013
Venitent Energy Services | Westfield | Wind | Onshore | No | Wind |  | 10 | LV | Scotland | Scotland | KY50HJ |  | 319640.0 | 695487.0 | 2013
Venitent Energy Services | Wingates | Wind | Onshore | No | Wind |  | 15 | LV | England | North East | NE658RW |  | 413034.0 | 597920.0 | 2013
Venitent Energy Services | Tedder Hill | Wind | Onshore | No | Wind |  | 7.5 | LV | England | Yorkshire and the Humber | HU192BY |  | 530221.0 | 430242.0 | 2013
Venitent Energy Services | A'Chruach | Wind | Onshore | No | Wind |  | 42.6 | HV | Scotland | Scotland | PA318BA |  | 197742.0 | 696597.0 | 2016
Venitent Energy Services | North Steads | Wind | Onshore | No | Wind |  | 18.45 | LV | England | North East | NE615BB |  | 425478.0 | 597629.0 | 2016
Venitent Energy Services | Sisters | Wind | Onshore | No | Wind |  | 8.2 | LV | England | North East | NE615ED |  | 425476.0 | 595602.0 | 2016
Venitent Energy Services | Galawhistle | Wind | Onshore | No | Wind |  | 66 | HV | Scotland | Scotland | ML110SJ |  | 275443.0 | 629080.0 | 2017
Veolia | SELCHP | Bioenergy | Bioenergy | Yes | MSW |  | 35 | LV | England | London |  |  | 535605.0 | 178129.0 | 1994
Viridor Waste Management | Runcorn Energy from Waste | Bioenergy | Bioenergy | No | MSW |  | 91 | LV | England | North West |  |  | 349985.0 | 381240.0 | 2014
Vitol | Rye House | Fossil Fuel | CCGT | No | Natural Gas |  | 715 | HV | England | East of England | EN110RF |  | 538365.0 | 209811.0 | 1993
Vitol | Damhead Creek | Fossil Fuel | CCGT | No | Natural Gas |  | 805 | HV | England | South East | ME39TX |  | 581973.0 | 173211.0 | 2000
Vitol | Shoreham | Fossil Fuel | CCGT | No | Natural Gas |  | 420 | LV | England | South East | BN411WF |  | 521488.0 | 105110.0 | 2000
Vitol | Blackburn | Fossil Fuel | CCGT | No | Natural Gas |  | 60 | LV | England | London | BB25HX |  | 364659.0 | 424755.0 | 2002
Vitol | VPI | Fossil Fuel | CCGT | Yes | Natural Gas |  | 1268 | HV | England | Yorkshire and the Humber | DN403DZ |  | 518189.0 | 412390.0 | 2004
Wise Energy Limited | Wyld Meadow Farm Solar Park | Solar | PV | No | Solar |  | 4.8384 | LV | England | South West |  |  | 334144.0 | 98155.0 | 2012
Wise Energy Limited | Chilton Cantelo Solar park | Solar | PV | No | Solar |  | 4.997 | LV | England | South West |  |  | 357797.0 | 121851.0 | 2012
Wise Energy Limited | Crossways Solar Park | Solar | PV | No | Solar |  | 4.997 | LV | England | South West |  |  | 377476.0 | 88548.0 | 2012
Wise Energy Limited | Knockworthy Farm Solar Park | Solar | PV | No | Solar |  | 4.6452 | LV | England | South West |  |  | 251121.0 | 122799.0 | 2013
Wise Energy Limited | Raglington Farm Solar Park | Solar | PV | No | Solar |  | 5.733 | LV | England | South East |  |  | 454062.0 | 113445.0 | 2013
Wise Energy Limited | Blenches Mill Solar Park | Solar | PV | No | Solar |  | 6.0788 | LV | England | South West |  |  | 386848.0 | 152850.0 | 2014
Wise Energy Limited | Hook Valley Solar Park | Solar | PV | No | Solar |  | 15.3 | LV | England | East of England |  |  | 610859.0 | 251069.0 | 2014
Wise Energy Limited | Whitley (Ashcott Farm) Solar Park | Solar | PV | No | Solar |  | 7.5702 | LV | England | South West |  |  | 344449.0 | 137081.0 | 2014
Wise Energy Limited | Burcroft Solar Parks | Solar | PV | No | Solar |  | 12.669 | LV | England | South West |  |  | 300442.0 | 97423.0 | 2014
WPO UK Services | Grange | Solar | PV | No | Solar |  | 14 | LV | England | East Midlands |  | TF3932618855 | 545055.0 | 318754.0 | 2013
WPO UK Services | Newnham | Solar | PV | No | Solar |  | 11.638 | LV | England | South West |  | SX5607658771 |  |  | 2015
WPO UK Services | Combermere | Solar | PV | No | Solar |  | 13.97 | LV | England | North West |  | SJ6003644925 |  |  | 2015
WPO UK Services | Bake Farm | Solar | PV | No | Solar |  | 4.9993 | LV | England | South West |  | SX3264958430 | 233036.0 | 58842.0 | 2015
WPO UK Services | Robert's Wall | Solar | PV | No | Solar |  | 2.56 | LV | Wales | Wales |  | SN1001400495 |  |  | 2015
WPO UK Services | Clapham | Solar | PV | No | Solar |  | 4.98 | LV | England | East of England |  | TL0371454289 |  |  | 2015
WPO UK Services | Somersall | Solar | PV | No | Solar |  | 2.56 | LV | England | East Midlands |  | SK1320934074 |  |  | 2015
WPO UK Services | Box Road | Solar | PV | No | Solar |  | 1.903 | LV | England | South West |  | SO7520502233 |  |  | 2016
WPO UK Services | Lains Farm | Solar | PV | No | Solar |  | 4.54 | LV | England | South East |  | SU2792344625 |  |  | 2016
WPO UK Services | Caldecote | Solar | PV | No | Solar |  | 4.977 | LV | England | East of England |  | TL2072157273 |  |  | 2016
WPO UK Services | Kirton | Solar | PV | No | Solar |  | 3.51 | LV | England | East Midlands |  | TF2760238140 |  |  | 2016
WPO UK Services | Rosedew | Solar | PV | No | Solar |  | 4.98 | LV | Wales | Wales |  | SS9126567595 |  |  | 2016
WPO UK Services | Asfordby B | Solar | PV | No | Solar |  | 4.98 | LV | England | East Midlands |  | SK7184120877 |  |  | 2016
WPO UK Services | Ashby | Solar | PV | No | Solar |  | 4.7991 | LV | England | East Midlands |  | SK3432917585 | 434525.0 | 317774.0 | 2016
WPO UK Services | Kelly Green | Solar | PV | No | Solar |  | 4.98 | LV | England | South West |  | SX0496075550 |  |  | 2016
WPO UK Services | Asfordby A | Solar | PV | No | Solar |  | 4.91 | LV | England | East Midlands |  | SK7184120877 |  |  | 2016
WPO UK Services | Far Danes | Solar | PV | No | Solar |  | 11.7 | LV | England | East Midlands |  | SK8642581821 |  |  | 2016
WPO UK Services | Crumlin | Solar | PV | No | Solar |  | 4.55 | LV | Wales | Wales |  | ST2032097981 |  |  | 2016
WPO UK Services | Caergarw | Solar | PV | No | Solar |  | 4.934 | LV | Wales | Wales |  | SS8105383495 |  |  | 2017
WPO UK Services | Moor Farm | Solar | PV | No | Solar |  | 3.73 | LV | England | West Midlands |  | SJ4168023332 |  |  | 2017
WPO UK Services | Magazine | Solar | PV | No | Solar |  | 3.449 | LV | England | West Midlands |  | SP2837497084 |  |  | 2017
WPO UK Services | Nailstone | Solar | PV | No | Solar |  | 4.9755 | LV | England | East Midlands |  | SK4312408016 |  |  | 2017
WPO UK Services | Haverigg III | Wind | Onshore | No | Wind |  | 3.4 | HV | England | North West |  | SD1393279392 | 313300.0 | 479100.0 | 2005
WPO UK Services | Dummuies | Wind | Onshore | No | Wind |  | 12.25 | LV | Scotland | Scotland |  | NJ5635836050 |  |  | 2007
WPO UK Services | PoL | Wind | Onshore | No | Wind |  | 10 | HV | England | North West |  | SJ3303294659 | 333356.0 | 395230.0 | 2008
WPO UK Services | FMC Dunfermline | Wind | Onshore | No | Wind |  | 1.5 | HV | Scotland | Scotland |  | NT1017885549 | 310010.0 | 685787.0 | 2012
WPO UK Services | Lairg | Wind | Onshore | No | Wind |  | 7.5 | LV | Scotland | Scotland |  | NC6098003860 | 261293.0 | 903916.0 | 2012
WPO UK Services | Eye | Wind | Onshore | No | Wind |  | 5 | HV | England | East of England |  | TM1308575398 | 613107.0 | 275558.0 | 2013
WPO UK Services | AOE | Wind | Onshore | No | Wind |  | 11.5 | HV | Scotland | Scotland |  | NS5802548945 | 257717.0 | 648148.0 | 2014
WPO UK Services | Greenvale March | Wind | Onshore | No | Wind |  | 1.5 | HV | England | East of England |  | TL3551493287 | 535656.0 | 293166.0 | 2014
WPO UK Services | Altaveedan | Wind | Onshore | No | Wind |  | 18 | HV | Northern Ireland | Northern Ireland |  | NW2793786653 | 126801.0 | 584314.0 | 2016
WPO UK Services | Airies | Wind | Onshore | No | Wind |  | 39.9 | HV | Scotland | Scotland |  | NX2662767127 | 226000.0 | 568000.0 | 2017
WPO UK Services | Burton Wold | Wind | Onshore | No | Wind |  | 20 | LV | England | East Midlands |  | SP 91204 74882 |  |  | 2014
WPO UK Services | Slieve Rushen | Wind | Onshore | No | Wind |  | 54 |  | Northern Ireland | Northern Ireland |  | SA 37620 86730 |  |  | 2008
WPO UK Services | Garves | Wind | Onshore | No | Wind |  | 15 |  | Northern Ireland | Northern Ireland |  | NW 15696 78785 |  |  | 2009
WPO UK Services | Winscales Moor | Wind | Onshore | No | Wind |  | 5.95 |  | England | North West |  | NY 03390 26409 |  |  | 2009
WPO UK Services | Pates Hill | Wind | Onshore | No | Wind |  | 14 |  | Scotland | Scotland |  | NT 00099 59791 |  |  | 2010
WPO UK Services | Milton Keynes | Wind | Onshore | No | Wind |  | 14 |  | England | East Midlands |  | SP 90513 49351 |  |  | 2010
WPO UK Services | Quixwood Moor | Wind | Onshore | No | Wind |  | 26.65 |  | Scotland | Scotland |  | NT 76067 64408 |  |  | 2017
WPO UK Services | Twin Rivers | Wind | Onshore | No | Wind |  | 28.7 |  | England | East Midlands |  | SE 79584 35504 |  |  | 2016
WPO UK Services | Ora More | Wind | Onshore | No | Wind |  | 15 |  | Northern Ireland | Northern Ireland |  | NV 17675 09223 |  |  | 2017
XceCo | Inner Dowsing Wind Farm | Wind | Offshore | No | Wind |  | 97.2 | HV | England | East Midlands |  | TF536655 | 563561.0 | 368447.0 | 2008
XceCo | Lynn Wind Farm | Wind | Offshore | No | Wind |  | 97.2 | HV | England | East Midlands |  | TF536655 | 564095.0 | 362638.0 | 2008

## DUKES 2022
Table 5.11 List of major power producer power stations in the United Kingdom operational at the end of May 2022 [note 1]
This worksheet contains one table
Some cells refer to notes which can be found on the notes worksheet
Freeze panes are active on this sheet, to turn off freeze panes select the 'view' then 'freeze panes' then 'unfreeze panes' or use [Alt W, F]
This table contains empty cells, empty cells indicate data not applicable
Company Name | Site Name | Technology | Type | CHP | Primary Fuel | Secondary Fuel | InstalledCapacity (MW) | Grid Connection Type | Country | Region | Postcode | OS Reference | X-Coordinate | Y-Coordinate | Year Commissioned
Anesco | Abbey Fields | Solar | PV | No | Solar |  | 4.9421 | LV | England | South East | ME108HD |  |  |  | 2016
Anesco | Abergelli | Solar | PV | No | Solar |  | 7.6822 | LV | Wales | Wales | SA57NN |  | 265507.0 | 202009.0 | 2015
Anesco | Albrighton | Solar | PV | No | Solar |  | 4.9735 | LV | England | West Midlands | WV91RQ |  | 383987.0 | 305139.0 | 2017
Anesco | Anglesey | Solar | PV | No | Solar |  | 14.9261 | LV | Wales | Wales | LL635SZ |  | 238717.0 | 367342.0 | 2014
Anesco | Ashton | Solar | PV | No | Solar |  | 4.8082 | LV | England | South West | BA146DX |  | 388976.0 | 158134.0 | 2017
Anesco | Askern | Solar | PV | No | Solar |  | 4.9737 | LV | England | Yorkshire and Humber | DN60BZ |  | 455441.0 | 413876.0 | 2015
Anesco | Bae Systems Samlesbury | Solar | PV | No | Solar |  | 2.64 | LV | England | North West | BB27LF |  | 361989.0 | 430666.0 | 2014
Anesco | Bake Farm | Solar | PV | No | Solar |  | 4.9993 | LV | Scotland | Scotland |  | NO564429 | 233036.0 | 58842.0 | 2015
Anesco | Barr Farm | Solar | PV | No | Solar |  | 1.885 | LV | England | [5 empty] | 2015
Anesco | Barton Close | Solar | PV | No | Solar |  | 4.6103 | LV | England | South West |  | SY651810 | 247374.0 | 141403.0 | 2015
Anesco | Basin Bridge | Solar | PV | No | Solar |  | 4.9896 | LV | England | East Midlands | CV136JJ |  |  |  | 2016
Anesco | Berry Court | Solar | PV | No | Solar |  | 3.9203 | LV | England | South East | RG265AT |  | 461938.0 | 159221.0 | 2016
Anesco | Biglis | Solar | PV | No | Solar |  | 4.973 | LV | Wales | Wales | CF631BL |  |  |  | 2016
Anesco | Bilsthorpe | Solar | PV | No | Solar |  | 5.7408 | LV | England | East Midlands | NG228ST |  | 465147.0 | 361625.0 | 2014
Anesco | Blackdown | Solar | PV | No | Solar |  | 7.454 | LV | England | South West | TA37DY |  | 320819.0 | 114679.0 | 2014
Anesco | Blackwell Grange | Solar | PV | No | Solar |  | 4.9766 | LV | England | West Midlands | CV364PF |  | 422892.0 | 243330.0 | 2017
Anesco | Blisworth | Solar | PV | No | Solar |  | 3.588 | LV | England | East Midlands | NN73DA |  | 473113.0 | 252638.0 | 2016
Anesco | Blue House | Solar | PV | No | Solar |  | 4.9795 | LV | England | North East | TS225PW |  | 446965.0 | 526727.0 | 2016
Anesco | Bourne Park | Solar | PV | No | Solar |  | 0.2484 | LV | England | South West | DT27TU |  | 372107.0 | 97577.0 | 2012
Anesco | Bourne Park South | Solar | PV | No | Solar |  | 2.3997 | LV | England | South West | DT27TU |  | 372234.0 | 97408.0 | 2015
Anesco | Bridgwater | Solar | PV | No | Solar |  | 1.871 | LV | England | South West | TA70HY |  |  |  | 2016
Anesco | Bristol Water | Solar | PV | No | Solar |  | 0.80255 | LV | England | South West | GL139HN |  | 353895.0 | 167517.0 | 2017
Anesco | Brook Hall | Solar | PV | No | Solar |  | 4.6738 | LV | England | South West | BA149PT |  | 385169.0 | 153475.0 | 2016
Anesco | Brookbarn | Solar | PV | No | Solar |  | 3.63 | LV | England | South East | BN177PE |  | 500000.0 | 102000.0 | 2015
Anesco | Brookside | Solar | PV | No | Solar |  | 4.9974 | LV | England | West Midlands | CV379RG |  | 414476.0 | 254127.0 | 2016
Anesco | Broxted | Solar | PV | No | Solar |  | 31.59 | LV | England | Eastern |  | TQ637458 | 572387.0 | 251110.0 | 2013
Anesco | Bulls Head North | Solar | PV | No | Solar |  | 5.513 | LV | England | East Midlands | MK168LP |  | 481460.0 | 251327.0 | 2014
Anesco | Bumpers Farm | Solar | PV | No | Solar |  | 4.9971 | LV | England | South East | HP279RE |  | 476303.0 | 205882.0 | 2017
Anesco | Bumpers Farm 2 | Solar | PV | No | Solar |  | 12.0077 | LV | England | South East | HP279RE |  |  |  | 2020
Anesco | Chalgrove | Solar | PV | No | Solar |  | 2.402 | LV | England | [5 empty] | 2014
Anesco | Chard | Solar | PV | No | Solar |  | 3.043 | LV | England | South West | TA201RR |  |  |  | 2016
Anesco | Clayhill | Solar | PV | No | Solar |  | 9.8406 | LV | England | Eastern | MK455JD |  | 504351.0 | 233195.0 | 2017
Anesco | Coleford | Solar | PV | No | Solar |  | 3.4027 | LV | England | South West | GL168QD |  |  |  | 2016
Anesco | Cotgrave | Solar | PV | No | Solar |  | 4.9833 | LV | England | East Midlands | NG123GU |  | 463974.0 | 336042.0 | 2015
Anesco | Crow Trees | Solar | PV | No | Solar |  | 4.6931 | LV | England | East Midlands | NG171JF |  |  |  | 2016
Anesco | Culworth | Solar | PV | No | Solar |  | 3.6364 | LV | England | East Midlands | OX172HW |  | 454564.0 | 245985.0 | 2015
Anesco | Dale Farm | Solar | PV | No | Solar |  | 4.996 | LV | England | [5 empty] | 2018
Anesco | Darran | Solar | PV | No | Solar |  | 1.823 | LV | Wales | Wales |  |  |  |  | 2017
Anesco | Derwyn | Solar | PV | No | Solar |  | 4.664 | LV | Wales | Wales | CF623AA |  |  |  | 2016
Anesco | East Appleton | Solar | PV | No | Solar |  | 4.9795 | LV | England | Yorkshire and Humber | DL107QE |  | 423660.0 | 495768.0 | 2016
Anesco | East Farm | Solar | PV | No | Solar |  | 6.843 | LV | England | South West | BA120PG |  | 398727.0 | 142115.0 | 2013
Anesco | Eaton Hill | Solar | PV | No | Solar |  | 0.4743 | LV | England | West Midlands | HR60DG |  |  |  | 2015
Anesco | Eynsham | Solar | PV | No | Solar |  | 13.452 | LV | England | South East | OX296XD |  | 439658.0 | 210754.0 | 2014
Anesco | Fell View | Solar | PV | No | Solar |  | 4.2588 | LV | England | North West | PR25SD |  | 358322.0 | 433776.0 | 2016
Anesco | Gedling | Solar | PV | No | Solar |  | 5.7408 | LV | England | East Midlands | NG44JX |  | 461655.0 | 344045.0 | 2015
Anesco | Grantham | Solar | PV | No | Solar |  | 4.8787 | LV | England | East Midlands |  | SU508503 | 507000.0 | 392000.0 | 2015
Anesco | Granville | Solar | PV | No | Solar |  | 4.4372 | LV | England | West Midlands | TF28PQ |  | 372363.0 | 313370.0 | 2016
Anesco | Greencroft | Solar | PV | No | Solar |  | 4.9275 | LV | England | North East | DH97XR |  | 417307.0 | 550812.0 | 2016
Anesco | Grimsargh | Solar | PV | No | Solar |  | 2.9156 | LV | England | North West | PR25SD |  | 358322.0 | 433776.0 | 2016
Anesco | Guynd | Solar | PV | No | Solar |  | 4.9878 | LV | Scotland | Scotland |  | SK880386 | 356230.0 | 742772.0 | 2015
Anesco | Hadlow | Solar | PV | No | Solar |  | 18.9218 | LV | England | South East | CB89YD |  | 562879.0 | 145736.0 | 2015
Anesco | Hale | Solar | PV | No | Solar |  | 3.599 | LV | England | South West | BH236BB |  | 409997.0 | 97268.0 | 2015
Anesco | Hale Manor Farm | Solar | PV | No | Solar |  | 4.9993 | LV | England | South East | PO303AR |  |  |  | 2016
Anesco | Halse | Solar | PV | No | Solar |  | 8.3405 | LV | England | South West | TA43LY |  |  |  | 2013
Anesco | Hermitage | Solar | PV | No | Solar |  | 4.9988 | LV | England | Eastern | MK455JD |  | 503595.0 | 232813.0 | 2016
Anesco | Heywood Grange | Solar | PV | No | Solar |  | 4.9631 | LV | England | West Midlands | ST102PL |  | 396689.0 | 345502.0 | 2016
Anesco | High Meadow | Solar | PV | No | Solar |  | 3.8875 | LV | England | North East | TS211EA |  | 439442.0 | 521774.0 | 2016
Anesco | Higher Bye | Solar | PV | No | Solar |  | 6.7906 | LV | England | South West | TA230JT |  | 305042.0 | 142360.0 | 2015
Anesco | Homestead | Solar | PV | No | Solar |  | 3.9535 | LV | England | South East | PO410TZ |  | 439433.0 | 88404.0 | 2015
Anesco | Horam | Solar | PV | No | Solar |  | 2.571 | LV | England | South East | TN210JN |  | 556616.0 | 115760.0 | 2015
Anesco | Horsacott | Solar | PV | No | Solar |  | 6.54 | LV | England | South West | EX312PD |  |  |  | 2013
Anesco | Hungerford | Solar | PV | No | Solar |  | 4.4743 | LV | England | South East | RG278SW |  | 478178.0 | 153997.0 | 2016
Anesco | Huntingdon | Solar | PV | No | Solar |  | 10.204 | LV | England | Eastern | PE285YJ |  | 520021.0 | 281612.0 | 2014
Anesco | Hyde Farm | Solar | PV | No | Solar |  | 4.9421 | LV | England | South East | MK464DU |  | 488765.0 | 253909.0 | 2017
Anesco | Jordanston | Solar | PV | No | Solar |  | 4.631 | LV | Wales | Wales | SA708NQ |  |  |  | 2013
Anesco | Kent | Solar | PV | No | Solar |  | 4.857 | LV | England | South East | ME207FG |  |  |  | 2016
Anesco | Kinblethmont | Solar | PV | No | Solar |  | 4.9993 | LV | Scotland | Scotland |  | ST576232 | 363182.0 | 746857.0 | 2016
Anesco | Langley Priory | Solar | PV | No | Solar |  | 2.036 | LV | England | East Midlands | DE742QQ |  |  |  | 2015
Anesco | Laurel Hill | Solar | PV | No | Solar |  | 14.202 | LV | Northern Ireland | Northern Ireland | BT251JS |  |  |  | 2018
Anesco | Lee Moor | Solar | PV | No | Solar |  | 4.9873 | LV | England | South West | PL75JP |  | 256033.0 | 60850.0 | 2016
Anesco | Lincoln Farm | Solar | PV | No | Solar |  | 10.6848 | LV | England | East Midlands | PE245AT |  |  |  | 2016
Anesco | Lindridge | Solar | PV | No | Solar |  | 4.9241 | LV | England | East Midlands | LE99FD |  |  |  | 2016
Anesco | Littlewood | Solar | PV | No | Solar |  | 5 | LV | England | North West | NG198JA |  |  |  | 2017
Anesco | Lodge Farm | Solar | PV | No | Solar |  | 4.8797 | LV | England | East Midlands | S445TE |  | 441566.0 | 370954.0 | 2015
Anesco | Low Burntoft | Solar | PV | No | Solar |  | 4.9982 | LV | England | North East | TS225PD |  | 445706.0 | 527911.0 | 2016
Anesco | Lucern | Solar | PV | No | Solar |  | 4.74 | LV | England | West Midlands | CV379RG |  | 415458.0 | 255809.0 | 2016
Anesco | Malmesbury | Solar | PV | No | Solar |  | 5 | LV | England | South West | SN169SR |  |  |  | 2016
Anesco | Marchington | Solar | PV | No | Solar |  | 4.9982 | LV | England | West Midlands | DE65GX |  |  |  | 2016
Anesco | Mendip | Solar | PV | No | Solar |  | 7.175 | LV | England | South West | BA53AA |  | 359176.0 | 151234.0 | 2014
Anesco | Michaelston | Solar | PV | No | Solar |  | 4.1743 | LV | Wales | Wales | CF36XS |  | 322998.0 | 183674.0 | 2016
Anesco | Milborne Port | Solar | PV | No | Solar |  | 3.292 | LV | England | South West | DT95EF |  |  |  | 2017
Anesco | Milkwall | Solar | PV | No | Solar |  | 3.5006 | LV | England | South West | GL168QD |  |  |  | 2016
Anesco | Misson Park | Solar | PV | No | Solar |  | 4.9896 | LV | England | East Midlands | DN106DP |  |  |  | 2016
Anesco | Moneystone | Solar | PV | No | Solar |  | 4.9832 | LV | England | West Midlands | ST102DZ |  | 404572.0 | 346224.0 | 2016
Anesco | Moss Thorn | Solar | PV | No | Solar |  | 4.9735 | LV | England | North West | CA110BY |  | 348608.0 | 530601.0 | 2017
Anesco | Nancrossa | Solar | PV | No | Solar |  | 6.856 | LV | England | South West | TR109EA |  |  |  | 2016
Anesco | Nanthenfoel | Solar | PV | No | Solar |  | 4.9968 | LV | Wales | Wales | SA487NP |  | 254014.0 | 252465.0 | 2017
Anesco | Nether Mill | Solar | PV | No | Solar |  | 3.765 | LV | England | South West |  |  |  |  | 2015
Anesco | New Kaine | Solar | PV | No | Solar |  | 1.8748 | LV | England | South East | ME97HP |  | 584858.0 | 166460.0 | 2015
Anesco | Newlands | Solar | PV | No | Solar |  | 4.9993 | LV | England | South West |  | SU115278 | 365099.0 | 81019.0 | 2015
Anesco | Newnton Dairy | Solar | PV | No | Solar |  | 7.176 | LV | England | South West | SN169SR |  | 392277.0 | 191968.0 | 2014
Anesco | Oak Cottage | Solar | PV | No | Solar |  | 4.8672 | LV | Wales | Wales | SA624PR |  | 202839.0 | 217801.0 | 2015
Anesco | Oakham | Solar | PV | No | Solar |  | 4.6396 | LV | England | South West | BS324BS |  | 359684.0 | 183393.0 | 2016
Anesco | Ollerton | Solar | PV | No | Solar |  | 4.2526 | LV | England | East Midlands | NG229DX |  | 463220.0 | 366009.0 | 2017
Anesco | Overton | Solar | PV | No | Solar |  | 3.7523 | LV | England | South East |  | TF459067 | 450500.0 | 150500.0 | 2015
Anesco | Owls Lodge | Solar | PV | No | Solar |  | 10.0046 | LV | England | South East | SP116PL |  | 443869.0 | 142971.0 | 2013
Anesco | Oxcroft | Solar | PV | No | Solar |  | 4.1897 | LV | England | East Midlands | S446AG |  | 446492.0 | 374323.0 | 2016
Anesco | Palmersford | Solar | PV | No | Solar |  | 3.036 | LV | England | South West | BH236BG |  | 409981.0 | 99040.0 | 2016
Anesco | Parcstormy | Solar | PV | No | Solar |  | 0.7 | LV | Wales | Wales | CF334RS |  |  |  | 2013
Anesco | Pen-Y-Cae | Solar | PV | No | Solar |  | 6.7623 | LV | Wales | Wales | SA183BJ |  | 260143.0 | 211806.0 | 2015
Anesco | Pierces Farm | Solar | PV | No | Solar |  | 1.7431 | LV | England | South East | RG71LY |  | 468119.0 | 167296.0 | 2015
Anesco | Playters | Solar | PV | No | Solar |  | 8.6295 | LV | England | Eastern | NR347TN |  | 644257.0 | 287733.0 | 2015
Anesco | Poplars | Solar | PV | No | Solar |  | 4.98 | LV | England | Eastern | CV379RG |  | 551077.0 | 298243.0 | 2016
Anesco | Portworthy | Solar | PV | No | Solar |  | 4.0239 | LV | England | South West | PL75JP |  | 256878.0 | 60850.0 | 2015
Anesco | Priors Byne | Solar | PV | No | Solar |  | 8.023 | LV | England | South East | RH138NX |  |  |  | 2015
Anesco | Puriton | Solar | PV | No | Solar |  | 4.5677 | LV | England | South West | TA64TG |  | 332462.0 | 142273.0 | 2011
Anesco | Puriton F | Solar | PV | No | Solar |  | 3.96 | LV | England | South West | TA78AD |  |  |  | 2016
Anesco | Radcliffe | Solar | PV | No | Solar |  | 4.1574 | LV | England | East Midlands | NG122LT |  | 463038.0 | 338202.0 | 2015
Anesco | Radford | Solar | PV | No | Solar |  | 4.9735 | LV | England | West Midlands | CV311XJ |  | 435175.0 | 261988.0 | 2015
Anesco | Rainbow | Solar | PV | No | Solar |  | 4.7907 | LV | England | South West | TA64TG |  | 331238.0 | 141809.0 | 2015
Anesco | Rymes | Solar | PV | No | Solar |  | 4.9991 | LV | England | South West | GL181HE |  |  |  | 2017
Anesco | Salcey Farm | Solar | PV | No | Solar |  | 5.4616 | LV | England | South East | MK168LP |  | 485184.0 | 250544.0 | 2014
Anesco | Salford Lodge | Solar | PV | No | Solar |  | 4.9962 | LV | England | West Midlands | WR118SN |  |  |  | 2015
Anesco | Sandridge | Solar | PV | No | Solar |  | 49.62 | LV | England | [5 empty] | 2015
Anesco | Sandys Moor | Solar | PV | No | Solar |  | 2.9 | LV | England | South West | TA42LY |  | 308509.0 | 127381.0 | 2013
Anesco | Saron | Solar | PV | No | Solar |  | 6.3326 | LV | Wales | Wales | SA183TW |  | 260904.0 | 212664.0 | 2015
Anesco | Shalfleet | Solar | PV | No | Solar |  | 4.996 | LV | England | South East | PO410TZ |  | 440587.0 | 88605.0 | 2015
Anesco | Sheep Shed | Solar | PV | No | Solar |  | 4.9858 | LV | England | West Midlands | CV379RG |  | 415469.0 | 255805.0 | 2016
Anesco | Sheepbridge | Solar | PV | No | Solar |  | 5 | LV | England | South East | RG71PX |  |  |  | 2016
Anesco | Shelswell | Solar | PV | No | Solar |  | 5.0633 | LV | England | South East | OX278EH |  | 460822.0 | 230982.0 | 2013
Anesco | Skylark | Solar | PV | No | Solar |  | 4.9389 | LV | England | Eastern | CB232SZ |  | 531754.0 | 257635.0 | 2013
Anesco | Slepe Farm | Solar | PV | No | Solar |  | 0.4984 | LV | England | South West | BH166HS |  | 392991.0 | 93161.0 | 2011
Anesco | Soho Farm | Solar | PV | No | Solar |  | 1.74 | LV | England | [5 empty] | 2014
Anesco | Southfield | Solar | PV | No | Solar |  | 9.7614 | LV | England | South West | CT67DZ |  | 357089.0 | 124014.0 | 2016
Anesco | Spear Hill | Solar | PV | No | Solar |  | 4.951 | LV | England | South East | RH203BA |  |  |  | 2016
Anesco | Spring Lane | Solar | PV | No | Solar |  | 0.958 | LV | England | East Midlands | LE651WU |  | 436639.0 | 314607.0 | 2017
Anesco | Stables | Solar | PV | No | Solar |  | 1.966 | LV | England | East Midlands | CV136EB |  | 440233.0 | 297103.0 | 2014
Anesco | Steventon | Solar | PV | No | Solar |  | 10.0392 | LV | England | South East | OX136AP |  | 444299.0 | 192928.0 | 2014
Anesco | Stripe | Solar | PV | No | Solar |  | 4.9795 | LV | England | Yorkshire and Humber | DL107PW |  | 419640.0 | 502487.0 | 2016
Anesco | Stud Farm | Solar | PV | No | Solar |  | 2.3681 | LV | England | East Midlands | NG228SX |  | 464448.0 | 361853.0 | 2016
Anesco | Sutor | Solar | PV | No | Solar |  | 4.992 | LV | England | South West | BA99RA |  |  |  | 2016
Anesco | Swanland | Solar | PV | No | Solar |  | 4.998 | LV | England | London | EN63NH |  |  |  | 2017
Anesco | Thame | Solar | PV | No | Solar |  | 4.7916 | LV | England | South East | OX93QH |  | 473366.0 | 206186.0 | 2016
Anesco | The Beeches | Solar | PV | No | Solar |  | 4.9998 | LV | England | West Midlands | CV379RG |  | 414445.0 | 254098.0 | 2016
Anesco | The Leys | Solar | PV | No | Solar |  | 4.9795 | LV | England | West Midlands | CV379RG |  | 415118.0 | 253833.0 | 2016
Anesco | The Oaks | Solar | PV | No | Solar |  | 4.736 | LV | England | West Midlands | CV379RG |  | 415458.0 | 255809.0 | 2016
Anesco | The Rushes | Solar | PV | No | Solar |  | 4.9795 | LV | England | West Midlands | CV379RG |  | 416507.0 | 255215.0 | 2016
Anesco | The Willows | Solar | PV | No | Solar |  | 4.734 | LV | England | West Midlands | CV379RG |  | 410262.0 | 333700.0 | 2016
Anesco | Tope Farm | Solar | PV | No | Solar |  | 3.312 | LV | England | South West | TQ97DR |  | 283048.0 | 52733.0 | 2014
Anesco | Trickey Warren | Solar | PV | No | Solar |  | 4.632 | LV | England | South West | TA37DY |  | 320109.0 | 114779.0 | 2015
Anesco | Troughton | Solar | PV | No | Solar |  | 30.866 | LV | England | South West | GL207BW |  |  |  | 2016
Anesco | Tump Farm | Solar | PV | No | Solar |  | 4.998 | LV | England | South West | NP167HN |  |  |  | 2017
Anesco | Wally Corner | Solar | PV | No | Solar |  | 4.997 | LV | England | [5 empty] | 2017
Anesco | Warren | Solar | PV | No | Solar |  | 4.9889 | LV | England | South East | SO519AG |  | 437906.0 | 121342.0 | 2016
Anesco | Watchfield | Solar | PV | No | Solar |  | 10.6998 | LV | England | South West | TA94LD |  | 334135.0 | 147772.0 | 2014
Anesco | Waycock | Solar | PV | No | Solar |  | 7.3568 | LV | Wales | Wales | CF623AA |  |  |  | 2016
Anesco | Welbeck | Solar | PV | No | Solar |  | 11.2608 | LV | England | East Midlands | NG209PU |  | 457669.0 | 369999.0 | 2014
Anesco | Whitchurch | Solar | PV | No | Solar |  | 6.52 | LV | England | South West | BA34DW |  | 363439.0 | 153553.0 | 2014
Anesco | Willows Farm | Solar | PV | No | Solar |  | 4.62 | LV | England | West Midlands | WR114TG |  |  |  | 2016
Anesco | Wisbech | Solar | PV | No | Solar |  | 3.4047 | LV | England | Eastern |  | NO633470 | 546000.0 | 307000.0 | 2015
Anesco | Woodtown | Solar | PV | No | Solar |  | 2.7194 | LV | England | South West | BH228SW |  | 409156.0 | 97807.0 | 2015
Anesco | Wreay | Solar | PV | No | Solar |  | 4.9754 | LV | England | North West | CA40PY |  | 342315.0 | 547311.0 | 2017
Anesco | Wymeswold | Solar | PV | No | Solar |  | 2.1278 | LV | England | East Midlands | LE126UA |  | 460007.0 | 323259.0 | 2016
Anesco | Wymeswold - Wide Lane | Solar | PV | No | Solar |  | 4.2796 | LV | England | East Midlands | LE126SE |  | 463380.0 | 323140.0 | 2016
Anesco | Yarburgh | Solar | PV | No | Solar |  | 8.0861 | LV | England | East Midlands | LN11ONU |  | 534300.0 | 391971.0 | 2015
Atmosclear | Barton | Solar | PV | No | Solar |  | 1.2 | LV | England | South West |  |  | 307778.0 | 117118.0 | 2012
Atmosclear | Broadgate | Solar | PV | No | Solar |  | 1.1 | LV | England | South West |  |  | 277641.0 | 107308.0 | 2012
Atmosclear | Higher Pirzwell | Solar | PV | No | Solar |  | 1.2 | LV | England | South West |  |  | 307546.0 | 109156.0 | 2012
Atmosclear | Kia-Ora Farm | Solar | PV | No | Solar |  | 1.8 | LV | England | South West |  |  | 300975.0 | 107058.0 | 2013
Atmosclear | Long Ash Lane Solar Park | Solar | PV | No | Solar |  | 5 | LV | England | South West |  |  | 360928.0 | 102540.0 | 2017
Atmosclear | Luson | Solar | PV | No | Solar |  | 1.9 | LV | England | South West |  |  | 262016.0 | 53112.0 | 2013
Atmosclear | Stables Farm | Solar | PV | No | Solar |  | 1 | LV | England | South East |  |  | 440920.0 | 88770.0 | 2012
Atmosclear | Yeowood | Solar | PV | No | Solar |  | 1.2 | LV | England | South West |  |  | 344385.0 | 162232.0 | 2012
Babcock International and Fluor Inc | Maentwrog | Hydro | Natural Flow | No | Hydro |  | 35.3 | HV | Wales | Wales | LL414HY |  | 267297.81261199998 | 337806.87196800002 | 1928
BayWa R.E | Bagmoor Wind Ltd | Wind | Onshore | No | Wind |  | 16 | HV | England | Yorkshire and Humber | DN159GH |  | 488240.0 | 415400.0 | 2009
BayWa R.E | Scout Moor Wind Farm Ltd | Wind | Onshore | No | Wind |  | 65 | HV | England | North West | OL127TY |  | 382400.0 | 419200.0 | 2008
BayWa R.E | Tir Mostyn & Foel Goch Ltd | Wind | Onshore | No | Wind |  | 21.25 | HV | Wales | Wales | LL165RN |  | 300300.0 | 358800.0 | 2005
Bluefield Services | Bradenstoke Solar Park Ltd | Solar | PV | No | Solar |  | 69.7884 | LV | England | South West | SN154PZ |  | 402315.0 | 178635.0 | 2015
Calon Energy | Baglan Generating Ltd | Fossil Fuel | CCGT | No | Natural Gas |  | 520 | HV | England |  |  |  | 276567.0 | 189618.0 | 2002
Calon Energy | Severn Power Ltd | Fossil Fuel | CCGT | No | Natural Gas |  | 850 | HV | England |  |  |  | 333250.0 | 185006.0 | 2010
Calon Energy | SUTTON BRIDGE POWER GENERATION | Fossil Fuel | CCGT | No | Natural Gas |  | 819 | HV | England |  |  |  | 547836.0 | 321256.0 | 1999
Capital Dynamics UK | Airfield Poddington | Wind | Onshore | No | Wind |  | 8.55 | LV | Scotland | Scotland |  |  |  |  | 2017
Capital Dynamics UK | Crockandun | Wind | Onshore | No | Wind |  | 15 | LV | Scotland | Scotland |  |  |  |  | 2017
Capital Dynamics UK | Daintree | Wind | Onshore | No | Wind |  | 4 | LV | England | East Midlands | NN67GW |  | 457545.0 | 272243.0 | 2014
Capital Dynamics UK | Dunmore | Wind | Onshore | No | Wind |  | 21 | LV | Northern Ireland | Northern Ireland |  |  |  |  | 2014
Capital Dynamics UK | East Youlstone | Wind | Onshore | No | Wind |  | 4 | LV | England | South West | EX239PU |  | 227610.0 | 115654.0 | 2015
Capital Dynamics UK | Elginny | Wind | Onshore | No | Wind |  | 23 | LV | Northern Ireland | Northern Ireland |  |  |  |  | 2018
Capital Dynamics UK | Falkirk Tod Hill | Wind | Onshore | No | Wind |  | 11.4 | LV | Scotland | Scotland |  |  |  |  | 2015
Capital Dynamics UK | Garlenick | Wind | Onshore | No | Wind |  | 4 | LV | England | South West | TR24RQ |  | 194662.0 | 49203.0 | 2014
Capital Dynamics UK | Harthill Torrance | Wind | Onshore | No | Wind |  | 5.7 | LV | Scotland | Scotland |  |  |  |  | 2015
Capital Dynamics UK | Middle Balbeggie | Wind | Onshore | No | Wind |  | 6.4 | LV | Scotland | Scotland |  |  |  |  | 2016
Capital Dynamics UK | Mossmorran | Wind | Onshore | No | Wind |  | 4.6 | HV | Scotland | Scotland |  | NT1793489429 | 318109.0 | 689419.0 | 2016
Capital Dynamics UK | Potato Pot | Wind | Onshore | No | Wind |  | 7.05 | LV | Scotland | Scotland |  |  |  |  | 2016
Capital Dynamics UK | Red Gap | Wind | Onshore | No | Wind |  | 12.5 | LV | Scotland | Scotland |  |  |  |  | 2017
Capital Dynamics UK | Rymes | Solar | PV | No | Solar |  | 4.9908 | LV | Wales | Wales |  |  |  |  | 2017
Capital Dynamics UK | Seegronan | Wind | Onshore | No | Wind |  | 13.8 | LV | Scotland | Scotland |  |  |  |  | 2016
Capital Dynamics UK | Shantavny | Wind | Onshore | No | Wind |  | 16.1 | LV | Scotland | Scotland |  |  |  |  | 2017
Capital Dynamics UK | Watford Lodge | Wind | Onshore | No | Wind |  | 10.25 | LV | Scotland | Scotland |  |  |  |  | 2015
Capital Dynamics UK | Westnewton (BEGL4) | Wind | Onshore | No | Wind |  | 6.15 | LV | Scotland | Scotland |  |  |  |  | 2014
Capital Dynamics UK | Whiteside Hill | Wind | Onshore | No | Wind |  | 28.5 | HV | Scotland | Scotland |  |  |  |  | 2018
Capital Dynamics UK | Wythegill | Wind | Onshore | No | Wind |  | 1.5 | HV | England | North West |  | NY0121131657 | 301881.0 | 532072.0 | 2015
Capital Dynamics UK | Ysgellog | Wind | Onshore | No | Wind |  | 4.6 | LV | Wales | Wales | LL060AW |  | 240490.0 | 391238.0 | 2013
Centrica | Glanford Brigg | Fossil Fuel | Single Cycle | No | Natural Gas |  | 99 | HV | England | Yorkshire and Humber |  |  | 499848.0 | 401561.0 | 1994
Co-owned by SSE Group and Cheung Kong Infrastructure Ltd | Seabank Power Ltd | Fossil Fuel | CCGT | No | Natural Gas |  | 1234 | HV | England | South West |  |  | 343425.0 | 161749.0 | 2000
Co-owned by SSE Group and Wheelabrator Technologies Inc | FM1 | Bioenergy | Bioenergy | No | MSW |  | 79 | LV | England | Yorkshire and Humber |  |  | 447490.0 | 424684.0 | 2015
Co-owned by SSE Group and Wheelabrator Technologies Inc | FM2 | Bioenergy | Bioenergy | No | MSW |  | 79 | LV | England | Yorkshire and Humber |  |  | 447490.0 | 424684.0 | 2019
Cubico Sustainable Investments | Chiplow | Wind | Onshore | No | Wind |  | 8.2 | LV | England | Eastern | PE318SR |  |  |  | 2016
Cubico Sustainable Investments | Kelmarsh | Wind | Onshore | No | Wind |  | 12.3 | LV | England | East Midlands | NN69LZ |  |  |  | 2016
Cubico Sustainable Investments | Middlewick | Wind | Onshore | No | Wind |  | 20.7 | LV | England | Eastern | CM07JQ |  | 600140.0 | 200001.0 | 2014
Cubico Sustainable Investments | Owls Hatch | Solar | PV | No | Solar |  | 51.9376 | LV | England | South East |  |  | 615860.0 | 165945.0 | 2015
Cubico Sustainable Investments | Penmanshiel | Wind | Onshore | No | Wind |  | 28.7 | LV | Scotland | Scotland | TD113RP |  | 380006.0 | 667129.0 | 2016
Cubico Sustainable Investments | Wandylaw | Wind | Onshore | No | Wind |  | 20.5 | LV | England | North East | NE675HG |  |  |  | 2013
Cubico Sustainable Investments | Winwick | Wind | Onshore | No | Wind |  | 12.3 | LV | England | East Midlands | NN67NS |  |  |  | 2016
E.ON | Blackburn Meadows | Bioenergy | Bioenergy | Yes | Biomass |  | 34 | LV | England | Yorkshire and Humber |  | SK3950991482 | 440075.0 | 391650.0 | 2015
E.ON | Steven's Croft | Bioenergy | Bioenergy | Yes | Biomass |  | 46 | LV | Scotland | Scotland |  |  | 312100.0 | 585100.0 | 2007
Ecotricity | Alveston | Wind | Onshore | No | Wind |  | 6.9 | LV | England | South West | BS353TD |  | 365450.0 | 186055.0 | 2017
Ecotricity | Ballymena | Wind | Onshore | No | Wind |  | 4.6 | LV | Northern Ireland | Northern Ireland | BT424HZ |  | 130743.0 | 561194.0 | 2013
Ecotricity | Bambers | Wind | Onshore | No | Wind |  | 9.6 | LV | England | East Midlands | LN112QW |  | 549500.0 | 383600.0 | 2004
Ecotricity | Bristol Port | Wind | Onshore | No | Wind |  | 6 | LV | England | South West | BS119DQ |  | 350907.0 | 179457.0 | 2007
Ecotricity | Cardiff | Wind | Onshore | No | Wind |  | 2.3 | LV | Wales | Wales | CF32EE |  | 323460.0 | 179215.0 | 2011
Ecotricity | Dagenham | Wind | Onshore | No | Wind |  | 5.9 | LV | England | London | RM96SA |  | 550300.0 | 181600.0 | 2004
Ecotricity | Dalby | Wind | Onshore | No | Wind |  | 7.29 | LV | England | East Midlands | LE143LY |  | 465397.0 | 322239.0 | 2016
Ecotricity | Dundee | Wind | Onshore | No | Wind |  | 4 | LV | Scotland | Scotland | DD88UQ |  | 269652.0 | 688422.0 | 2006
Ecotricity | East Kilbride | Wind | Onshore | No | Wind |  | 0.6 | LV | Scotland | Scotland | G750ZZ |  | 264500.0 | 652000.0 | 2001
Ecotricity | Ecotech | Wind | Onshore | No | Wind |  | 1.5 | LV | England | Eastern | PE377HT |  | 0.0 | 0.0 | 1999
Ecotricity | Fen Farm | Wind | Onshore | No | Wind |  | 16 | LV | England | East Midlands | LN117LU |  | 537585.0 | 393825.0 | 2007
Ecotricity | Fen Farm Solar | Solar | PV | No | Solar |  | 0.9 | LV | England | East Midlands | LN117BP |  | 537585.0 | 393825.0 | 2011
Ecotricity | Galsworthy | Wind | Onshore | No | Wind |  | 9.2 | LV | England | South West | EX395NP |  | 240007.0 | 115922.0 | 2014
Ecotricity | Green Park | Wind | Onshore | No | Wind |  | 2 | LV | England | South East | RG26UE |  | 470755.0 | 169271.0 | 2005
Ecotricity | H&H | Wind | Onshore | No | Wind |  | 0.81 | LV | England | Yorkshire and Humber | DN140BA |  | 0.0 | 0.0 | 2016
Ecotricity | Lynch Knoll | Wind | Onshore | No | Wind |  | 0.5 | LV | England | South West | GL103UJ |  | 381600.0 | 200400.0 | 1996
Ecotricity | Mablethorpe | Wind | Onshore | No | Wind |  | 1.2 | LV | England | East Midlands | LN122QW |  | 548900.0 | 382500.0 | 2002
Ecotricity | QEH | Wind | Onshore | No | Wind |  | 0.81 | LV | England | Eastern | PE304ET |  | 565228.0 | 320492.0 | 2016
Ecotricity | RSPB | Wind | Onshore | No | Wind |  | 0.81 | LV | England | Eastern | SG192DL |  | 0.0 | 0.0 | 2016
Ecotricity | Shooters | Wind | Onshore | No | Wind |  | 2 | LV | England | South West | BA34LU |  | 359380.0 | 150740.0 | 2008
Ecotricity | Somerton | Wind | Onshore | No | Wind |  | 1.8 | LV | England | Eastern | NR294EY |  | 646900.0 | 318800.0 | 2000
Ecotricity | Swaffham II | Wind | Onshore | No | Wind |  | 1.8 | LV | England | Eastern | PE377HL |  | 582197.0 | 309324.0 | 2003
Ecotricity | Worksop | Wind | Onshore | No | Wind |  | 2 | LV | England | East Midlands | S802PU |  | 461695.0 | 378487.0 | 2009
EDF Energy | Barmoor | Wind | Onshore | No | Wind |  | 12 | LV | England | North East | TD152QD |  | 393797.0 | 634046.0 | 2014
EDF Energy | Beckburn | Wind | Onshore | No | Wind |  | 31.05 | LV | England | North West | DG165HU |  | 334466.0 | 568940.0 | 2017
EDF Energy | Bicker Fen | Wind | Onshore | No | Wind |  | 26 | LV | England | East Midlands | PE203BF |  | 519870.0 | 339325.0 | 2008
EDF Energy | Blyth | Wind | Offshore | No | Wind |  | 40 | LV | England | North East | NE227FB |  | 438227.0 | 582010.0 | 2018
EDF Energy | Boundary Lane | Wind | Onshore | No | Wind |  | 6.15 | LV | England | North East | DH89LQ |  | 404708.0 | 550336.0 | 2013
EDF Energy | Broomhill | Wind | Onshore | No | Wind |  | 8 | LV | England | North East | DL134LY |  | 415500.0 | 539500.0 | 2009
EDF Energy | Burnfoot | Wind | Onshore | No | Wind |  | 30.1 | LV | Scotland | Scotland | FK147JZ |  | 290135.0 | 703250.0 | 2010
EDF Energy | Burnfoot East | Wind | Onshore | No | Wind |  | 10.8 | LV | Scotland | Scotland | FK147JZ |  |  |  | 2020
EDF Energy | Burnhead Moss | Wind | Onshore | No | Wind |  | 26 | LV | Scotland | Scotland | FK12JW |  | 288503.0 | 671903.0 | 2016
EDF Energy | Cemmaes | Wind | Onshore | No | Wind |  | 15.3 | LV | Wales | Wales | SY209PR |  | 286800.0 | 306000.0 | 2002
EDF Energy | Corriemoillie | Wind | Onshore | No | Wind |  | 48.45 | HV | Scotland | Scotland | IV232PQ |  | 234700.0 | 867700.0 | 2017
EDF Energy | Deeping | Wind | Onshore | No | Wind |  | 16 | LV | England | East Midlands | PE113DD |  | 519905.0 | 316471.0 | 2006
EDF Energy | Dorenell | Wind | Onshore | No | Wind |  | 177 | HV | Scotland | Scotland | AB554DT |  | 332000.0 | 829500.0 | 2018
EDF Energy | Fairfield | Wind | Onshore | No | Wind |  | 6.5 | LV | England | North West | CA144QE |  | 301826.0 | 521459.0 | 2011
EDF Energy | Fallago Rig | Wind | Onshore | No | Wind |  | 144 | HV | Scotland | Scotland | TD36NW |  | 357000.0 | 660000.0 | 2013
EDF Energy | Glassmoor I | Wind | Onshore | No | Wind |  | 16 | LV | England | Eastern | PE262TS |  | 543128.0 | 292192.0 | 2006
EDF Energy | Glassmoor II | Wind | Onshore | No | Wind |  | 12.3 | LV | England | Eastern | PE262TS |  | 528421.0 | 292867.0 | 2013
EDF Energy | Great Orton | Wind | Onshore | No | Wind |  | 3.96 | LV | England | North west | CA70JY |  | 331300.0 | 553400.0 | 1999
EDF Energy | Green Rigg | Wind | Onshore | No | Wind |  | 36 | LV | England | North East | NE482EY |  | 392000.0 | 582000.0 | 2012
EDF Energy | Hartlepool | Nuclear | AGR | No | Nuclear |  | 1185 | HV | England | North East | TS252BZ |  | 451747.0 | 531078.0 | 1983
EDF Energy | Heysham 1 | Nuclear | AGR | No | Nuclear |  | 1060 | HV | England | North West | LA32XH |  | 341498.0 | 461449.0 | 1983
EDF Energy | Heysham 2 | Nuclear | AGR | No | Nuclear |  | 1240 | HV | England | North West | LA32XH |  | 341498.0 | 461449.0 | 1988
EDF Energy | High Hedley I | Wind | Onshore | No | Wind |  | 2.4 | LV | England | North East | DL134PR |  | 415700.0 | 541000.0 | 2001
EDF Energy | High Hedley II | Wind | Onshore | No | Wind |  | 5.2 | LV | England | North East | DL134PR |  | 415700.0 | 541000.0 | 2008
EDF Energy | Hinkley Point B | Nuclear | AGR | No | Nuclear |  | 965 | HV | England | South West | TA51UD |  | 320959.0 | 143307.0 | 1976
EDF Energy | Kirkheaton | Wind | Onshore | No | Wind |  | 1.8 | LV | England | North East | NE192DQ |  | 400800.0 | 576900.0 | 2000
EDF Energy | Langley | Wind | Onshore | No | Wind |  | 8 | LV | England | North East | DH70EE |  | 420928.0 | 547703.0 | 2008
EDF Energy | Llangwyryfon | Wind | Onshore | No | Wind |  | 9.35 | LV | Wales | Wales | SY234SR |  | 261752.0 | 269577.0 | 2003
EDF Energy | Longpark | Wind | Onshore | No | Wind |  | 38 | LV | Scotland | Scotland | TD12SW |  | 348050.0 | 642050.0 | 2009
EDF Energy | Park Spring | Wind | Onshore | No | Wind |  | 8.55 | LV | England | Yorkshire and Humber | EH558RT |  | 439689.0 | 408763.0 | 2015
EDF Energy | Pearie Law | Wind | Onshore | No | Wind |  | 19.2 | LV | Scotland | Scotland | EH558RT |  | 302205.0 | 659690.0 | 2016
EDF Energy | Red House | Wind | Onshore | No | Wind |  | 12 | LV | England | East Midlands | PE129NG |  | 542000.0 | 329000.0 | 2006
EDF Energy | Red Tile | Wind | Onshore | No | Wind |  | 24 | LV | England | South East | PE282JX |  | 523939.0 | 271933.0 | 2007
EDF Energy | Rhodders | Wind | Onshore | No | Wind |  | 12.3 | LV | Scotland | Scotland | FK147JZ |  | 288738.0 | 697461.0 | 2016
EDF Energy | Roade | Wind | Onshore | No | Wind |  | 7.2 | LV | England | East Midlands | NN72EG |  | 477964.0 | 252105.0 | 2014
EDF Energy | Rusholme | Wind | Onshore | No | Wind |  | 24 | LV | England | Yorkshire and Humber | YO88PX |  | 469500.0 | 426500.0 | 2010
EDF Energy | Sizewell B | Nuclear | PWR | No | Nuclear |  | 1198 | HV | England | Eastern | IP164UR |  | 647453.0 | 260420.0 | 1995
EDF Energy | Teesside | Wind | Offshore | No | Wind |  | 62 | LV | England | North East | TS240RQ |  | 458470.0 | 528174.0 | 2013
EDF Energy | Torness | Nuclear | AGR | No | Nuclear |  | 1200 | HV | Scotland | Scotland | EH421QS |  | 218252.0 | 651517.0 | 1988
EDF Energy | Trimdon | Wind | Onshore | No | Wind |  | 5.2 | LV | England | North East | TS296NR |  | 436000.0 | 536300.0 | 2008
EDF Energy | Walkway | Wind | Onshore | No | Wind |  | 14 | LV | England | North East | TS225NS |  | 439000.0 | 530000.0 | 2008
EDF Energy | West Burton | Fossil Fuel | Conventional steam | No | Coal |  | 2000 | HV | England | East Midlands | DN229BL |  | 479368.0 | 384538.0 | 1969
Eneco Wind UK | Burn of Whilk | Wind | Onshore | No | Wind |  | 22.5 | LV | Scotland | Scotland |  | ND293407 | 326232.0 | 939965.0 | 2015
Eneco Wind UK | Lochluichart | Wind | Onshore | No | Wind |  | 69 | HV | Scotland | Scotland |  | NH333680 | 232030.0 | 866235.0 | 2013
Eneco Wind UK | Moy | Wind | Onshore | No | Wind |  | 66 | LV | Scotland | Scotland |  | NH779370 | 276741.0 | 835240.0 | 2016
Eneco Wind UK | Oaklands | Solar | PV | No | Solar |  | 5 | LV | England | South West |  | SY900894 | 389957.0 | 89555.0 | 2015
Eneco Wind UK | Tullo | Wind | Onshore | No | Wind |  | 17.5 | LV | Scotland | Scotland |  | NO757723 | 387283.0 | 785873.0 | 2010
Eneco Wind UK | Twinshiels | Wind | Onshore | No | Wind |  | 25 | LV | Scotland | Scotland |  | NO757723 | 375955.0 | 771728.0 | 2014
Energy Capital Partners | Indian Queens Power Ltd | Fossil Fuel | Single cycle | No | Diesel/Gas Oil |  | 140 | HV | England | South West |  | SW940591 | 191739.0 | 58385.0 | 1996
Energy Capital Partners | Saltend Power Station | Fossil Fuel | CCGT | Yes | Natural Gas |  | 1200 | HV | England | Yorkshire and Humber | HU128GA |  | 509793.0 | 428825.0 | 2000
Engie Power | Barlockhart Moor Wind Energy Ltd | Wind | Onshore | No | Wind |  | 8.2 | HV | Scotland | Scotland | DG80JQ |  | 221183.0 | 555886.0 | 2013
Engie Power | Blantyre Muir Wind Energy Ltd | Wind | Onshore | No | Wind |  | 12.3 | HV | Scotland | Scotland | G720TR |  | 268888.0 | 651781.0 | 2014
Engie Power | Cairnborrow Wind Energy Ltd | Wind | Onshore | No | Wind |  | 10.25 | HV | Scotland | Scotland | AB544XP |  | 346153.0 | 841867.0 | 2017
Engie Power | Capel Grange Solar Energy Ltd | Solar | PV | No | Solar |  | 4.08 | LV | England | South East | TN126QX |  | 565242.0 | 144832.0 | 2016
Engie Power | Carsington Wind Energy Ltd | Wind | Onshore | No | Wind |  | 8.2 | HV | England | East Midlands | DE44HF |  | 424640.0 | 354200.0 | 2014
Engie Power | Crimp Wind Power Ltd | Wind | Onshore | No | Wind |  | 2.43 | HV | England | South West | EX239PD |  | 225180.0 | 115445.0 | 2011
Engie Power | Flimby Wind Energy Ltd | Wind | Onshore | No | Wind |  | 6.15 | HV | England | North West | CA158SU |  | 302500.0 | 533500.0 | 2013
Engie Power | Scotia Wind (Craigengelt) Ltd | Wind | Onshore | No | Wind |  | 20 | HV | Scotland | Scotland | FK79QS |  | 272451.0 | 686495.0 | 2010
Engie Power | Sober Hill Wind Farm Ltd | Wind | Onshore | No | Wind |  | 12.3 | HV | England | Yorkshire and Humber | YO434TG |  | 480972.0 | 437663.0 | 2013
EPR | EPR Ely Ltd | Bioenergy | Bioenergy | No | Biomass | Natural Gas | 40 | HV | England | Eastern | CB62QE |  | 545000.0 | 279900.0 | 2001
EPR | EPR Eye Ltd | Bioenergy | Bioenergy | No | Biomass | Oil | 14.316 | HV | England | Eastern | IP238BW |  | 613050.0 | 275050.0 | 1992
EPR | EPR Glanford Ltd | Bioenergy | Bioenergy | No | Biomass | Oil | 16.7 | HV | England | Eastern | DN158SB |  | 486050.0 | 415050.0 | 1993
EPR | EPR Scotland Ltd | Bioenergy | Bioenergy | No | Biomass | Oil | 12.5 | HV | Scotland | Scotland | KY50HR |  | 319000.0 | 695100.0 | 2000
EPR | EPR Thetford Ltd | Bioenergy | Bioenergy | No | Biomass | Oil | 41.5 | HV | England | Eastern | IP241LX |  | 585300.0 | 286900.0 | 1998
EPR | Ovenden Moor | Wind | Onshore | No | Wind |  | 18 | LV | England | Yorkshire and Humber |  |  | 404300.0 | 430900.0 | 1993
EPR | Royd Moor | Wind | Onshore | No | Wind |  | 6.5 | LV | England | Yorkshire and Humber |  |  | 422000.0 | 404000.0 | 1993
EPUKi | EP Ballylumford | Fossil Fuel | Single cycle | No | Diesel/Gas Oil |  | 116 | HV | Northern Ireland | Northern Ireland | BT403RS |  | 156969.0 | 556595.0 | 1974
EPUKi | EP Ballylumford CCGT | Fossil Fuel | CCGT | No | Natural Gas |  | 616 | HV | Northern Ireland | Northern Ireland | BT403RS |  | 156969.0 | 556595.0 | 2003
EPUKi | EP Kilroot | Fossil Fuel | Single cycle | No | Diesel/Gas Oil |  | 143.2 | HV | Northern Ireland | Northern Ireland | BT387LX |  | 157669.0 | 543287.0 | 1981
EPUKi | EP Kilroot Main Thermal | Fossil Fuel | Conventional steam | No | Coal | Oil | 559 | HV | Northern Ireland | Northern Ireland | BT387LX |  | 157669.0 | 543287.0 | 1981
EPUKi | EP Langage Ltd | Fossil Fuel | CCGT | No | Natural Gas |  | 905 | HV | England | South West | PL75AW |  | 257085.0 | 56194.0 | 2010
EPUKi | EP SHB Ltd | Fossil Fuel | CCGT | No | Natural Gas |  | 1365 | HV | England | Yorkshire and Humber | DN418BZ |  | 520457.0 | 409164.0 | 1997
EPUKi | Lynemouth Power Ltd | Bioenergy | Bioenergy | No | Biomass |  | 420 | HV | England | North East | NE639NW |  | 429850.0 | 590374.0 | 2018
ESB | Carrington Power | Fossil Fuel | CCGT | No | Natural Gas |  | 910 | HV | England | North West | M314AY |  | 373287.0 | 393037.0 | 2016
ESB | CoolkeeraghESB C30 | Fossil Fuel | CCGT | No | Natural Gas |  | 413 | HV | Northern Ireland | Northern Ireland | BT476UL |  | 64846.0 | 584768.0 | 2004
ESB | CoolkeeraghESB GT8 | Fossil Fuel | Single cycle | No | Diesel/Gas Oil |  | 53 | HV | Northern Ireland | Northern Ireland | BT476UL |  | 64846.0 | 584768.0 | 1970
ESB | Corby Power Station | Fossil Fuel | CCGT | No | Natural Gas |  | 407 | HV | England | East Midlands |  |  | 488447.0 | 266932.0 | 1994
European Energy A/S | Canewdon CIC | Solar | PV | No | Solar |  | 4.99 | LV | England | South East | SS43LW |  |  |  | 2022
European Energy A/S | Canewdon PV | Solar | PV | No | Solar |  | 4.99 | LV | England | South East | SS43LW |  |  |  | 2022
European Energy A/S | High Leas PV | Solar | PV | No | Solar |  | 4.88 | LV | England | East Midlands | LN118PJ |  |  |  | 2022
European Energy A/S | Parc Cynog | Wind | Onshore | No | Wind |  | 3.6 | LV | Wales | Wales |  |  | 225500.0 | 209500.0 | 2001
European Energy A/S | Pendine Wind Farm Limited | Wind | Onshore | No | Wind |  | 4.8 | LV | Wales | Wales |  |  | 225230.0 | 209760.0 | 2009
European Energy A/S | PV@Pendine Solar Farm | Solar | PV | No | Solar |  | 4.9 | LV | Wales | Wales |  |  | 224103.0 | 210103.0 | 2016
European Energy A/S | West End Farm PV | Solar | PV | No | Solar |  | 4.88 | LV | England | East Midlands | DN220EF |  |  |  | 2022
European Energy A/S | West End Farm PV CIC | Solar | PV | No | Solar |  | 4.88 | LV | England | East Midlands | DN220EF |  |  |  | 2022
European Energy A/S | Woodhouse PV | Solar | PV | No | Solar |  | 4.88 | LV | England | North East | SR53NS |  |  |  | 2022
Falck Renewables SpA | Assel Valley | Wind | Onshore | No | Wind |  | 25 | LV | Scotland | Scotland |  | NX211938 | 223370.0 | 595995.0 | 2016
Falck Renewables SpA | Auchrobert | Wind | Onshore | No | Wind |  | 38.76 | LV | Scotland | Scotland |  | NS760392 | 275154.0 | 638500.0 | 2017
Falck Renewables SpA | Ben Aketil | Wind | Onshore | No | Wind |  | 27.6 | LV | Scotland | Scotland |  | NG311485 | 132500.0 | 846500.0 | 2007
Falck Renewables SpA | Boyndie | Wind | Onshore | No | Wind |  | 16.3 | LV | Scotland | Scotland |  | NJ613641 | 364000.0 | 862000.0 | 2006
Falck Renewables SpA | Cambrian | Wind | Onshore | No | Wind |  | 58.5 | LV | Wales | Wales | SY233LE |  | 281000.0 | 280000.0 | 2005
Falck Renewables SpA | Earlsburn | Wind | Onshore | No | Wind |  | 37.5 | LV | Scotland | Scotland |  | NS697882 | 269652.0 | 688422.0 | 2007
Falck Renewables SpA | Kilbraur | Wind | Onshore | No | Wind |  | 67.5 | HV | Scotland | Scotland |  | NC788078 | 278550.0 | 907550.0 | 2008
Falck Renewables SpA | Kingsburn | Wind | Onshore | No | Wind |  | 22.5 | LV | Scotland | Scotland |  | NS668898 | 266606.0 | 686412.0 | 2016
Falck Renewables SpA | Millennium | Wind | Onshore | No | Wind |  | 65 | HV | Scotland | Scotland |  | NH265106 | 225679.0 | 810840.0 | 2008
Falck Renewables SpA | Nutberry | Wind | Onshore | No | Wind |  | 15 | LV | Scotland | Scotland |  | NS777322 | 279021.0 | 635662.0 | 2013
Falck Renewables SpA | Spaldington | Wind | Onshore | No | Wind |  | 11.75 | LV | England | Yorkshire and Humber |  | SE753329 | 475377.0 | 431986.0 | 2016
Falck Renewables SpA | West Browncastle | Wind | Onshore | No | Wind |  | 30 | LV | Scotland | Scotland |  | NS619426 | 261117.0 | 642821.0 | 2014
Foresight Group | Frodsham Wind Farm | Wind | Onshore | No | Wind |  | 50.35 | HV | England | North West | CH24LB |  | 348635.0 | 376504.0 | 2017
Foresight Group | Moel Moelogan | Wind | Onshore | No | Wind |  | 2.6 | HV | Wales | Wales |  |  | 284619.0 | 362203.0 | 2003
Foresight Group | Moel Moelogan 2 | Wind | Onshore | No | Wind |  | 11.7 | HV | Wales | Wales |  |  | 284700.0 | 361300.0 | 2008
Foresight Group | Shotwick | Solar | PV | No | Solar |  | 72.21 | LV | Wales | Wales | CH52UA |  | 332888.0 | 371036.0 | 2016
Fred Olsen Renewables | Brockloch Rig | Wind | Onshore | No | Wind |  | 61.5 | HV | Scotland | Scotland |  |  | 265160.0 | 596516.0 | 2017
Fred Olsen Renewables | Brockloch Rig 1 | Wind | Onshore | No | Wind |  | 21.6 | LV | Scotland | Scotland |  |  | 261500.0 | 602500.0 | 1996
Fred Olsen Renewables | Crystal Rig | Wind | Onshore | No | Wind |  | 62.5 | LV | Scotland | Scotland |  |  | 368000.0 | 667000.0 | 2003
Fred Olsen Renewables | Crystal Rig II | Wind | Onshore | No | Wind |  | 138 | HV | Scotland | Scotland |  |  | 367000.0 | 667500.0 | 2003
Fred Olsen Renewables | Crystal Rig III | Wind | Onshore | No | Wind |  | 13.8 | HV | Scotland | Scotland |  |  | 368562.0 | 672486.0 | 2016
Fred Olsen Renewables | Mid Hill | Wind | Onshore | No | Wind |  | 75.9 | LV | Scotland | Scotland |  |  | 370540.0 | 786500.0 | 2013
Fred Olsen Renewables | Pauls Hill | Wind | Onshore | No | Wind |  | 64.4 | LV | Scotland | Scotland |  |  | 311505.0 | 840495.0 | 2005
Fred Olsen Renewables | Rothes | Wind | Onshore | No | Wind |  | 50.6 | LV | Scotland | Scotland |  |  | 318400.0 | 855900.0 | 2004
Fred Olsen Renewables | Rothes II | Wind | Onshore | No | Wind |  | 41.4 | LV | Scotland | Scotland |  |  | 318500.0 | 850500.0 | 2013
Greencoat Capital | 30Acres | Solar | PV | No | Solar |  | 3.773 | LV | England | East Midlands | NG208XT |  | 453432.0 | 367916.0 | 2016
Greencoat Capital | Ainderby | Solar | PV | No | Solar |  | 4.961 | LV | England | Yorkshire and Humber | DL79PZ |  | 433420.0 | 492119.0 | 2017
Greencoat Capital | Arnawood | Solar | PV | No | Solar |  | 4.992 | LV | England | North West | LA20AE |  | 346363.0 | 459484.0 | 2017
Greencoat Capital | Ashby | Solar | PV | No | Solar |  | 4.7991 | LV | England | East Midlands | LE652UN |  | 434525.0 | 317774.0 | 2016
Greencoat Capital | Aston Clinton | Solar | PV | No | Solar |  | 24.2423 | LV | England | South East | HP225DY |  | 484594.0 | 215796.0 | 2015
Greencoat Capital | Bann Road | Solar | PV | No | Solar |  | 45.7528 | LV | Northern Ireland | Northern Ireland |  |  | 111262.0 | 571958.0 | 2017
Greencoat Capital | Bedborough | Solar | PV | No | Solar |  | 4.999 | LV | England | South West | BH217BQ |  | 404920.0 | 101836.0 | 2015
Greencoat Capital | Belper | Solar | PV | No | Solar |  | 4.9979 | LV | England | East Midlands | TS160PS |  | 437351.0 | 348648.0 | 2017
Greencoat Capital | Bent Spur | Solar | PV | No | Solar |  | 4.992 | LV | England | North West | BL48SJ |  | 375173.0 | 404114.0 | 2016
Greencoat Capital | Berthllwyd | Solar | PV | No | Solar |  | 4.9648 | LV | Wales | Wales | CF371PS |  | 307796.0 | 188016.0 | 2017
Greencoat Capital | Bicester | Solar | PV | No | Solar |  | 18.4 | LV | England | South East | OX252ND |  | 459052.0 | 218811.0 | 2013
Greencoat Capital | Bilsborrow | Solar | PV | No | Solar |  | 4.9926 | LV | England | North West | PR30RU |  | 350124.0 | 439100.0 | 2017
Greencoat Capital | Bin Mountain Wind Farm | Wind | Onshore | No | Wind |  | 9 | LV | Northern Ireland | Northern Ireland |  |  | 57145.0 | 558200.0 | 2007
Greencoat Capital | Bishopthorpe | Wind | Onshore | No | Wind |  | 16.4 | LV | England | East Midlands |  |  | 532679.0 | 403330.0 | 2017
Greencoat Capital | Bobbing | Solar | PV | No | Solar |  | 11.6012 | LV | England | South East | ME97HZ |  | 586894.0 | 165757.0 | 2016
Greencoat Capital | Bodwen | Solar | PV | No | Solar |  | 4.9998 | LV | England | South West | PL268RP |  | 202672.0 | 60536.0 | 2017
Greencoat Capital | Boganlea | Wind | Onshore | No | Wind |  | 2.31 | LV | Scotland | Scotland | AB535UY |  | 382155.0 | 852949.0 | 2014
Greencoat Capital | Braes of Doune Wind Farm | Wind | Onshore | No | Wind |  | 72 | HV | Scotland | Scotland |  |  | 272590.0 | 710500.0 | 2007
Greencoat Capital | Bransholme Solar | Solar | PV | No | Solar |  | 4.998 | LV | England | Yorkshire and Humber | HU75YX |  |  |  | 2016
Greencoat Capital | Brent Broad | Solar | PV | No | Solar |  | 3.7584 | LV | England | South West | BS246RR |  | 332623.0 | 152727.0 | 2017
Greencoat Capital | Brockaghboy | Wind | Onshore | No | Wind |  | 47.5 | LV | Northern Ireland | Northern Ireland |  |  | 96550.0 | 571846.0 | 2017
Greencoat Capital | Bryn Bachau | Solar | PV | No | Solar |  | 4.5721 | LV | Wales | Wales | LL536RQ |  | 243136.0 | 336998.0 | 2016
Greencoat Capital | BuryGreen | Solar | PV | No | Solar |  | 4.973 | LV | England | Eastern | PE262RY |  | 525500.0 | 285500.0 | 2016
Greencoat Capital | Carcant Wind Farm | Wind | Onshore | No | Wind |  | 6 | LV | Scotland | Scotland |  |  | 336250.0 | 652850.0 | 2010
Greencoat Capital | Carlam Hill Education | Solar | PV | No | Solar |  | 4.998 | LV | England | Yorkshire and Humber | HU75YX |  |  |  | 2016
Greencoat Capital | Carmarthen | Solar | PV | No | Solar |  | 4.7012 | LV | Wales | Wales | SA312LS |  | 0.0 | 0.0 | 2017
Greencoat Capital | Carnemough | Solar | PV | No | Solar |  | 10.1403 | LV | England | South West | TR24EL |  | 191629.0 | 52065.0 | 2016
Greencoat Capital | Carver Hey | Solar | PV | No | Solar |  | 2.5056 | LV | England | North West | PR44SX |  | 348519.0 | 423631.0 | 2017
Greencoat Capital | Christchurch | Solar | PV | No | Solar |  | 17.9266 | LV | England | South West | BH237AA |  | 417714.0 | 95129.0 | 2015
Greencoat Capital | Church Hill | Wind | Onshore | No | Wind |  | 18.4 | LV | Northern Ireland | Northern Ireland |  |  | 31711.0 | 543769.0 | 2012
Greencoat Capital | Clay Cross | Solar | PV | No | Solar |  | 4.9928 | LV | England | North West | CA141LG |  | 301000.0 | 532000.0 | 2017
Greencoat Capital | Cockett Valley | Solar | PV | No | Solar |  | 4.9993 | LV | Wales | Wales | SA54TH |  | 260884.0 | 195188.0 | 2017
Greencoat Capital | CommonFarm | Solar | PV | No | Solar |  | 3.3364 | LV | England | South West | SN49QJ |  | 413720.0 | 181837.0 | 2017
Greencoat Capital | Coombe | Solar | PV | No | Solar |  | 7.2785 | LV | England | South West | EX85AZ |  | 301187.0 | 84681.0 | 2015
Greencoat Capital | Corriegarth | Wind | Onshore | No | Wind |  | 69.5 | HV | Scotland | Scotland |  |  | 257500.0 | 813500.0 | 2017
Greencoat Capital | Cotton Farm | Wind | Onshore | No | Wind |  | 16.4 | LV | England | Eastern |  |  | 523270.0 | 264130.0 | 2013
Greencoat Capital | Crighshane | Wind | Onshore | No | Wind |  | 32.2 | HV | Northern Ireland | Northern Ireland |  |  | 29021.0 | 542409.0 | 2012
Greencoat Capital | Drone Hill | Wind | Onshore | No | Wind |  | 28.6 | LV | Scotland | Scotland |  |  | 383719.0 | 667227.0 | 2012
Greencoat Capital | Earls Hall Farm | Wind | Onshore | No | Wind |  | 10.25 | LV | England | Eastern |  |  | 614550.0 | 216860.0 | 2013
Greencoat Capital | Ebnal Lodge | Solar | PV | No | Solar |  | 4.9894 | LV | England | West Midlands | SY107BL |  | 331810.0 | 334117.0 | 2017
Greencoat Capital | Egmanton | Solar | PV | No | Solar |  | 14.1085 | LV | England | East Midlands | NG220HH |  |  |  | 2015
Greencoat Capital | Errol | Solar | PV | No | Solar |  | 12.9994 | LV | Scotland | Scotland | PH27NL |  | 321840.0 | 721031.0 | 2016
Greencoat Capital | Eveley | Solar | PV | No | Solar |  | 49.328 | LV | England | South East | SO206SA |  | 432815.0 | 133266.0 | 2016
Greencoat Capital | FannyHouse | Solar | PV | No | Solar |  | 4.942 | LV | England | North West | LA33EF |  | 342598.0 | 462146.0 | 2015
Greencoat Capital | Ferry Farm | Solar | PV | No | Solar |  | 4.924 | LV | England | South East | PO209DZ |  | 485830.0 | 96047.0 | 2015
Greencoat Capital | Flit | Solar | PV | No | Solar |  | 10.4652 | LV | England | South East | OX51PH |  |  |  | 2015
Greencoat Capital | Gaultney | Solar | PV | No | Solar |  | 21.558 | LV | England | East Midlands | NN142SW |  |  |  | 2015
Greencoat Capital | Gedulah | Solar | PV | No | Solar |  | 18.33 | LV | England | North West | CA73JU |  |  |  | 2015
Greencoat Capital | Glen Kyllachy | Wind | Onshore | No | Wind |  | 48.5 | HV | Scotland | Scotland |  |  |  |  | 2021
Greencoat Capital | GrangeFarm | Solar | PV | No | Solar |  | 5.8022 | LV | England | South East | TA210BU |  | 229006.0 | 92956.0 | 2013
Greencoat Capital | Henley | Solar | PV | No | Solar |  | 4.999 | LV | England | West Midlands | SY66RS |  | 345599.0 | 288062.0 | 2017
Greencoat Capital | Homestead | Solar | PV | No | Solar |  | 17.7125 | LV | England | South East | NN127LS |  | 473845.0 | 244756.0 | 2015
Greencoat Capital | Honeysome | Solar | PV | No | Solar |  | 4.346 | LV | England | Eastern | PE166TG |  | 538755.0 | 286122.0 | 2016
Greencoat Capital | Hoplass | Solar | PV | No | Solar |  | 10.3428 | LV | Wales | Wales | SA715TG |  | 190875.0 | 200362.0 | 2015
Greencoat Capital | Hunger Hill | Solar | PV | No | Solar |  | 4.9958 | LV | England | North East | DL21JZ |  | 433439.0 | 512522.0 | 2017
Greencoat Capital | Huntspill | Solar | PV | No | Solar |  | 4.993 | LV | England | South West | TA93PN |  | 332877.0 | 144342.0 | 2016
Greencoat Capital | Islip | Solar | PV | No | Solar |  | 4.9912 | LV | England | East Midlands | NN143LT |  | 497983.0 | 279596.0 | 2012
Greencoat Capital | Kildrummy | Wind | Onshore | No | Wind |  | 18.4 | LV | Scotland | Scotland |  |  | 357655.0 | 815170.0 | 2013
Greencoat Capital | Kinmel 1 | Solar | PV | No | Solar |  | 4.9986 | LV | Wales | Wales | LL229SD |  |  |  | 2016
Greencoat Capital | Kinmel 2 | Solar | PV | No | Solar |  | 4.992 | LV | Wales | Wales | LL229SG |  |  |  | 2016
Greencoat Capital | Lagness | Solar | PV | No | Solar |  | 4.847 | LV | England | South East | PO201LR |  | 490675.0 | 101234.0 | 2016
Greencoat Capital | Langhope Rig | Wind | Onshore | No | Wind |  | 16.4 | LV | Scotland | Scotland |  |  | 340519.0 | 615032.0 | 2013
Greencoat Capital | Limberlost | Solar | PV | No | Solar |  | 1.594 | LV | England | South East | RG198BR |  | 453510.0 | 164953.0 | 2013
Greencoat Capital | Llancayo | Solar | PV | No | Solar |  | 4.91 | LV | Wales | Wales | NP151HY |  | 336790.0 | 203067.0 | 2011
Greencoat Capital | Long Meadow | Solar | PV | No | Solar |  | 4.1198 | LV | England | South East | LU79DY |  | 493475.0 | 217559.0 | 2015
Greencoat Capital | LowerHouse | Solar | PV | No | Solar |  | 8.2237 | LV | Wales | Wales | NP151JU |  | 334870.0 | 204817.0 | 2016
Greencoat Capital | Maerdy | Wind | Onshore | No | Wind |  | 24 | LV | Wales | Wales |  |  | 295390.0 | 199853.0 | 2013
Greencoat Capital | Manor Farm | Solar | PV | No | Solar |  | 0.7636 | LV | England | South West | P0229NR |  | 355189.0 | 130227.0 | 2011
Greencoat Capital | Margate | Solar | PV | No | Solar |  | 3.366 | LV | England | South West | PL311HE |  | 208657.0 | 66512.0 | 2015
Greencoat Capital | Merston | Solar | PV | No | Solar |  | 4.999 | LV | England | South East | PO201LL |  | 489440.0 | 102825.0 | 2016
Greencoat Capital | Moat Farm | Solar | PV | No | Solar |  | 4.6176 | LV | England | East Midlands | DN228QX |  | 466600.0 | 384353.0 | 2015
Greencoat Capital | Mount Farm | Solar | PV | No | Solar |  | 23.0789 | LV | England | [5 empty] | 2016
Greencoat Capital | Netley | Solar | PV | No | Solar |  | 4.997 | LV | England | South East | SO315FF |  | 446625.0 | 109005.0 | 2017
Greencoat Capital | North Rhins | Wind | Onshore | No | Wind |  | 22 | LV | Scotland | Scotland |  |  | 201980.0 | 557960.0 | 2009
Greencoat Capital | Pantymoch | Solar | PV | No | Solar |  | 4.992 | LV | Wales | Wales | SA132UT |  | 277876.0 | 190467.0 | 2016
Greencoat Capital | Pantymoch CIC | Solar | PV | No | Solar |  | 4.896 | LV | Wales | Wales | SA132UT |  | 277876.0 | 190467.0 | 2016
Greencoat Capital | Potters Bar | Solar | PV | No | Solar |  | 4.9981 | LV | England | Eastern | EN63DQ |  | 524112.0 | 202677.0 | 2017
Greencoat Capital | Radstone | Solar | PV | No | Solar |  | 5.2204 | LV | England | East Midlands | NN135PY |  |  |  | 2015
Greencoat Capital | RamseySolar | Solar | PV | No | Solar |  | 4.973 | LV | England | Eastern | PE262RU |  | 527862.0 | 284726.0 | 2016
Greencoat Capital | Redbridge | Solar | PV | No | Solar |  | 6.4832 | LV | England | South West | DT28DY |  | 377194.0 | 88984.0 | 2013
Greencoat Capital | Rhewl 1 | Solar | PV | No | Solar |  | 3.0415 | LV | Wales | Wales | NP166AG |  |  |  | 2016
Greencoat Capital | Rhewl 2 | Solar | PV | No | Solar |  | 3.0716 | LV | Wales | Wales | NP166AG |  |  |  | 2016
Greencoat Capital | Rolleston | Solar | PV | No | Solar |  | 18.003 | LV | England | West Midlands | DE139HH |  | 421291.0 | 326955.0 | 2015
Greencoat Capital | Rose & Crown | Solar | PV | No | Solar |  | 30.107 | LV | England | [5 empty] | 2016
Greencoat Capital | Rowles | Solar | PV | No | Solar |  | 12.762 | LV | England | South East | OX253QQ |  |  |  | 2015
Greencoat Capital | Royston | Solar | PV | No | Solar |  | 4.96 | LV | England | Eastern | SG85UT |  | 535667.0 | 242584.0 | 2016
Greencoat Capital | Royston CIC | Solar | PV | No | Solar |  | 4.896 | LV | England | Eastern | SG85UT |  | 535667.0 | 242584.0 | 2016
Greencoat Capital | Sandhutton | Solar | PV | No | Solar |  | 4.9998 | LV | England | Yorkshire and Humber | YO74RW |  | 439302.0 | 482532.0 | 2017
Greencoat Capital | ScottowMoor | Solar | PV | No | Solar |  | 33.68 | LV | England | Eastern | NR105FB |  | 626488.0 | 323770.0 | 2015
Greencoat Capital | Screggagh | Wind | Onshore | No | Wind |  | 20 | LV | Northern Ireland | Northern Ireland |  |  | 54566.0 | 520549.0 | 2011
Greencoat Capital | Seaview | Solar | PV | No | Solar |  | 1.8774 | LV | Wales | Wales | CF365TB |  | 282388.0 | 178878.0 | 2016
Greencoat Capital | Sellindge | Solar | PV | No | Solar |  | 11.2093 | LV | England | South East | TN256EE |  | 608480.0 | 137870.0 | 2016
Greencoat Capital | Severn Beach | Solar | PV | No | Solar |  | 3.9562 | LV | England | South West | BS354NL |  | 354534.0 | 184909.0 | 2016
Greencoat Capital | Sixpenny Wood | Wind | Onshore | No | Wind |  | 20.5 | LV | England | Yorkshire and Humber |  |  | 478500.0 | 427500.0 | 2013
Greencoat Capital | Slade Farm | Solar | PV | No | Solar |  | 4.0966 | LV | England | South West | TQ72HE |  | 274224.0 | 45194.0 | 2015
Greencoat Capital | Slieve Divena | Wind | Onshore | No | Wind |  | 30 | LV | Northern Ireland | Northern Ireland |  |  | 69602.0 | 524593.0 | 2009
Greencoat Capital | Slieve Divena 2 | Wind | Onshore | No | Wind |  | 18.8 | LV | Northern Ireland | Northern Ireland |  |  | 69602.0 | 524593.0 | 2017
Greencoat Capital | SMSL1 | Solar | PV | No | Solar |  | 4.7696 | LV | England | Eastern | NR105FB |  | 626626.0 | 322780.0 | 2016
Greencoat Capital | SMSL2 | Solar | PV | No | Solar |  | 4.8905 | LV | England | Eastern | NR105FB |  | 625975.0 | 323016.0 | 2016
Greencoat Capital | SMSL3 | Solar | PV | No | Solar |  | 4.9524 | LV | England | Eastern | NR105FB |  | 625975.0 | 323016.0 | 2016
Greencoat Capital | SMSL4 | Solar | PV | No | Solar |  | 3.6445 | LV | England | Eastern | NR105FB |  | 625975.0 | 323016.0 | 2016
Greencoat Capital | Snettisham | Solar | PV | No | Solar |  | 2.6928 | LV | England | Eastern | PE317NE |  | 570621.0 | 334187.0 | 2017
Greencoat Capital | Springhill | Solar | PV | No | Solar |  | 4.9477 | LV | England | South West | WR127LB |  | 413653.0 | 235615.0 | 2011
Greencoat Capital | Stonebarrow | Solar | PV | No | Solar |  | 7.485 | LV | England | South West | EX135UL |  | 334899.0 | 98840.0 | 2014
Greencoat Capital | Stroupster | Wind | Onshore | No | Wind |  | 29.9 | LV | Scotland | Scotland |  |  | 334250.0 | 966250.0 | 2015
Greencoat Capital | Sudbrook | Solar | PV | No | Solar |  | 4.998 | LV | Wales | Wales | NP265SR |  | 350024.0 | 187852.0 | 2016
Greencoat Capital | Tappaghan Wind Farm | Wind | Onshore | No | Wind |  | 28.5 | LV | Northern Ireland | Northern Ireland |  |  | 41015.0 | 531174.0 | 2005
Greencoat Capital | Thornham | Solar | PV | No | Solar |  | 20.627 | LV | England | Eastern | PE365LH |  |  |  | 2022
Greencoat Capital | Tom Nan Clach | Wind | Onshore | No | Wind |  | 39.1 | HV | Scotland | Scotland |  |  | 286500.0 | 834500.0 | 2019
Greencoat Capital | Trefullock | Solar | PV | No | Solar |  | 4.9979 | LV | England | South West | TR85BH |  |  |  | 2011
Greencoat Capital | Upper Meadowley | Solar | PV | No | Solar |  | 4.8654 | LV | England | West Midlands | WV166UQ |  | 366792.0 | 292516.0 | 2017
Greencoat Capital | Vine Farm | Solar | PV | No | Solar |  | 45.916 | LV | England | South East |  |  |  |  | 2016
Greencoat Capital | West Carclaze | Solar | PV | No | Solar |  | 4.9948 | LV | England | South West | PL268XL |  | 201930.0 | 55161.0 | 2017
Greencoat Capital | West Strathore | Solar | PV | No | Solar |  | 4.9773 | LV | Scotland | Scotland | KY14DQ |  | 328619.0 | 697504.0 | 2017
Greencoat Capital | Westover | Solar | PV | No | Solar |  | 7.0416 | LV | England | South East | SP117SE |  | 434623.0 | 140438.0 | 2014
Greencoat Capital | Wick Road | Solar | PV | No | Solar |  | 4.6627 | LV | England | South West | BS246RR |  | 331664.0 | 154677.0 | 2016
Greencoat Capital | Wick Road CIC | Solar | PV | No | Solar |  | 2.1994 | LV | England | South West | BS246RR |  | 331664.0 | 154677.0 | 2016
Greencoat Capital | Wilsom Farm | Solar | PV | No | Solar |  | 4.0058 | LV | England | South East | GU343BF |  | 472777.0 | 138856.0 | 2016
Greencoat Capital | Wilton | Solar | PV | No | Solar |  | 9.4838 | LV | England | South West | PL125BX |  | 231509.0 | 58873.0 | 2015
Greencoat Capital | Windy Rig | Wind | Onshore | No | Wind |  | 43.2 | HV | Scotland | Scotland |  |  |  |  | 2021
Greencoat Capital | Wrangle | Solar | PV | No | Solar |  | 10.795 | LV | England | East Midlands | PE220PZ |  | 538495.0 | 348945.0 | 2014
Greencoat Capital | Wraysbury | Solar | PV | No | Solar |  | 3.049 | LV | England | South East | TW195AH |  | 501492.0 | 172752.0 | 2017
Greencoat Capital | Yelvertoft | Wind | Onshore | No | Wind |  | 16.4 | LV | England | East Midlands |  |  | 457887.0 | 275532.0 | 2013
Intergen | Coryton Energy Company Ltd | Fossil Fuel | CCGT | No | Natural Gas |  | 800 | HV | England | South East |  |  | 565166.0 | 178798.0 | 2002
Intergen | Rocksavage Power Company Ltd | Fossil Fuel | CCGT | No | Natural Gas |  | 810 | HV | England | North West |  |  | 352414.0 | 377661.0 | 1998
Intergen | Spalding Energy Company | Fossil Fuel | CCGT | No | Natural Gas |  | 950 | HV | England | East Midlands |  |  | 524944.0 | 320245.0 | 2004
Lightsource BP | Acrefair | Solar | PV | No | Solar |  | 4.997 | LV | Wales | Wales | LL141TU |  | 328224.0 | 343948.0 | 2015
Lightsource BP | Beckton | Solar | PV | No | Solar |  | 0.45264 | LV | England | London | IG110AD |  | 545350.0 | 181950.0 | 2016
Lightsource BP | Benbole | Solar | PV | No | Solar |  | 1.739 | LV | England | South West | PL303EF |  | 202931.0 | 74850.0 | 2011
Lightsource BP | Bentley Estate | Solar | PV | No | Solar |  | 4.7819 | LV | England | South East | BN86PT |  | 548420.0 | 117019.0 | 2015
Lightsource BP | Bentley Estate 2 | Solar | PV | No | Solar |  | 4.9961 | LV | England | South East | BN86PT |  | 548465.0 | 117641.0 | 2016
Lightsource BP | Binsted | Solar | PV | No | Solar |  | 4.9979 | LV | England | South East | BN180LN |  | 498131.0 | 106406.0 | 2016
Lightsource BP | Blatchworthy | Solar | PV | No | Solar |  | 1.4125 | LV | England | South West |  | EX169QH | 250572.0 | 140713.0 | 2013
Lightsource BP | Bodmin | Solar | PV | No | Solar |  | 4.9768 | LV | England | South West | PL312PF |  | 206175.0 | 68428.0 | 2012
Lightsource BP | Bolsovermoor Quarry | Solar | PV | No | Solar |  | 4.9979 | LV | England | East Midlands | S446XE |  | 449954.0 | 371271.0 | 2017
Lightsource BP | Brett Martin | Solar | PV | No | Solar |  | 6.4858 | LV | Northern Ireland | Northern Ireland | BT364QU |  | 141191.0 | 538562.0 | 2018
Lightsource BP | Brook Farm | Solar | PV | No | Solar |  | 8.9104 | LV | England | South East | OX251NX |  | 461083.0 | 217119.0 | 2015
Lightsource BP | Brynteg | Solar | PV | No | Solar |  | 14.7866 | LV | Wales | Wales | SA154ND |  | 249621.0 | 203809.0 | 2014
Lightsource BP | Burnthouse | Solar | PV | No | Solar |  | 4.7624 | LV | England | Eastern | PE72HS |  | 534234.0 | 294198.0 | 2014
Lightsource BP | Burthy | Solar | PV | No | Solar |  | 13.0804 | LV | England | South West | TR85BN |  | 191082.0 | 55525.0 | 2015
Lightsource BP | Bury Lane | Solar | PV | No | Solar |  | 22.2159 | LV | England | Eastern | SG86DF |  | 537439.0 | 244200.0 | 2014
Lightsource BP | Castle Combe | Solar | PV | No | Solar |  | 15.3274 | LV | England | South West | SN147EY |  | 385003.0 | 177211.0 | 2015
Lightsource BP | Charity Farm - CfD | Solar | PV | No | Solar |  | 14.4025 | LV | England | West Midlands | SY45SX |  | 345545.0 | 325520.0 | 2016
Lightsource BP | Chittering | Solar | PV | No | Solar |  | 4.9934 | LV | England | Eastern |  |  | 551488.0 | 271214.0 | 2012
Lightsource BP | Church Farm - Slapton | Solar | PV | No | Solar |  | 4.9848 | LV | England | South East | LU79DY |  | 494241.0 | 220134.0 | 2015
Lightsource BP | Cleave Farm | Solar | PV | No | Solar |  | 4.5644 | LV | England | South West | EX394PU |  | 249891.0 | 124902.0 | 2013
Lightsource BP | Cold Harbour | Solar | PV | No | Solar |  | 5 | LV | England | Yorkshire and Humber | YO73NT |  | 444776.0 | 475104.0 | 2015
Lightsource BP | Crookedstone | Solar | PV | No | Solar |  | 4.8318 | LV | Northern Ireland | Northern Ireland | BT294EH |  | 129401.0 | 538723.0 | 2016
Lightsource BP | Crossness | Solar | PV | No | Solar |  | 1.5037 | LV | England | London | SE29AQ |  | 548450.0 | 180950.0 | 2011
Lightsource BP | Crucis Farm | Solar | PV | No | Solar |  | 16.057 | LV | England | South West | GL75DX |  | 406095.0 | 202822.0 | 2014
Lightsource BP | Crundale | Solar | PV | No | Solar |  | 43.6643 | LV | Wales | Wales | SA624PY |  | 198922.0 | 217459.0 | 2015
Lightsource BP | Cwrt Henllys | Solar | PV | No | Solar |  | 4.9925 | LV | Wales | Wales | NP447AS |  | 326262.0 | 191423.0 | 2016
Lightsource BP | Dunsfold | Solar | PV | No | Solar |  | 2.0006 | LV | England | South East |  |  | 501944.09999999998 | 136562.0 | 2011
Lightsource BP | Eastacombe | Solar | PV | No | Solar |  | 3.577 | LV | England | South West |  |  | 235435.0 | 99648.0 | 2012
Lightsource BP | Epwell | Solar | PV | No | Solar |  | 8.988 | LV | England | South East | OX156HF |  | 436715.0 | 241041.0 | 2014
Lightsource BP | Exning | Solar | PV | No | Solar |  | 30.276 | LV | England | Eastern | CB80XG |  | 561429.0 | 263931.0 | 2015
Lightsource BP | Fairwinds | Solar | PV | No | Solar |  | 12.1969 | LV | England | Eastern | SS166EB |  | 565725.0 | 187731.0 | 2014
Lightsource BP | Fareham | Solar | PV | No | Solar |  | 20.508 | LV | England | South East | PO141AU |  | 456710.0 | 103840.0 | 2014
Lightsource BP | Fawley (Langley) | Solar | PV | No | Solar |  | 4.9997 | LV | England | South East | SO451AB |  | 445171.0 | 100816.0 | 2012
Lightsource BP | Ffos Las | Solar | PV | No | Solar |  | 4.9968 | LV | Wales | Wales |  |  | 245478.0 | 205296.0 | 2012
Lightsource BP | Fields Farm (Agden) | Solar | PV | No | Solar |  | 4.9975 | LV | England | North West | SY134RB |  | 351085.0 | 344240.0 | 2017
Lightsource BP | Finvoy | Solar | PV | No | Solar |  | 5.9609 | LV | Northern Ireland | Northern Ireland | BT448SD |  | 112523.0 | 572478.0 | 2017
Lightsource BP | Five Mile Drive | Solar | PV | No | Solar |  | 3.912 | LV | England | South West | GL569TG |  | 413600.0 | 235700.0 | 2013
Lightsource BP | Francis Court | Solar | PV | No | Solar |  | 4.224 | LV | England | South West | EX53LW |  | 297957.0 | 99694.0 | 2015
Lightsource BP | Gelli Gron | Solar | PV | No | Solar |  | 3.597 | LV | Wales | Wales | LL536DQ |  | 241787.0 | 339725.0 | 2016
Lightsource BP | Goosehall | Solar | PV | No | Solar |  | 43.2216 | LV | England | Eastern | CB250BN |  |  |  | 2020
Lightsource BP | Great Knowles | Solar | PV | No | Solar |  | 2.915 | LV | England | South West | EX226JY |  | 232612.0 | 103213.0 | 2012
Lightsource BP | Green Lane | Solar | PV | No | Solar |  | 4.2299 | LV | England | West Midlands | ST148LQ |  | 414839.0 | 330919.0 | 2017
Lightsource BP | Hadley Farm | Solar | PV | No | Solar |  | 4.997 | LV | England | West Midlands | SY133AB |  | 351460.0 | 340636.0 | 2015
Lightsource BP | Hawton | Solar | PV | No | Solar |  | 4.877 | LV | England | East Midlands | NG243RJ |  | 479632.0 | 348905.0 | 2011
Lightsource BP | Henbury Quarry | Solar | PV | No | Solar |  | 3.684 | LV | England | South West | BH213QZ |  | 396735.0 | 97102.0 | 2015
Lightsource BP | High Point | Solar | PV | No | Solar |  | 3.7484 | LV | England | West Midlands | DY149AD |  | 366415.0 | 270925.0 | 2017
Lightsource BP | Hill Farm | Solar | PV | No | Solar |  | 7.6934 | LV | Wales | Wales | NP117BB |  | 319254.0 | 192650.0 | 2015
Lightsource BP | Hill Hall Farm | Solar | PV | No | Solar |  | 4.999 | LV | England | Eastern | CM74SH |  | 565650.0 | 232265.0 | 2016
Lightsource BP | Hill House Farm | Solar | PV | No | Solar |  | 28.3118 | LV | England | South West | GL27AN |  | 375073.0 | 204169.0 | 2015
Lightsource BP | Horam | Solar | PV | No | Solar |  | 8.1151 | LV | England | South East | TN210JB |  | 557342.0 | 117038.0 | 2015
Lightsource BP | Hornacott | Solar | PV | No | Solar |  | 4.997 | LV | England | South West | EX226SD |  | 230097.0 | 95148.0 | 2015
Lightsource BP | Howbery | Solar | PV | No | Solar |  | 0.7485 | LV | England | South East | TR24EP |  | 461755.0 | 190325.0 | 2011
Lightsource BP | Howton | Solar | PV | No | Solar |  | 4.9997 | LV | England | South West | PL126QY |  | 238063.0 | 62770.0 | 2011
Lightsource BP | Ibstock | Solar | PV | No | Solar |  | 4.8196 | LV | England | West Midlands |  | LE676HS |  |  | 2020
Lightsource BP | Knowlton | Solar | PV | No | Solar |  | 11.541 | LV | England | South East | CT31PT |  | 628013.0 | 153474.0 | 2014
Lightsource BP | Langton (FIT) | Solar | PV | No | Solar |  | 4.3472 | LV | Wales | Wales | SA659RH |  | 194473.0 | 233813.0 | 2015
Lightsource BP | Langunnett | Solar | PV | No | Solar |  | 6.174 | LV | England | South West | PL220NQ |  | 215569.0 | 57824.0 | 2013
Lightsource BP | Lawrence End Park | Solar | PV | No | Solar |  | 5 | LV | England | Eastern | LU28PF |  | 513149.0 | 220690.0 | 2015
Lightsource BP | Little Neath | Solar | PV | No | Solar |  | 6.135 | LV | Wales | Wales | SA715AA |  | 191001.0 | 200291.0 | 2015
Lightsource BP | Maes Bach | Solar | PV | No | Solar |  | 4.5594 | LV | Wales | Wales | CF381SL |  | 310571.0 | 185789.0 | 2015
Lightsource BP | Maghaberry | Solar | PV | No | Solar |  | 27.099 | LV | Northern Ireland | Northern Ireland | BT282PT |  | 129097.0 | 520344.0 | 2018
Lightsource BP | Manor Farm | Solar | PV | No | Solar |  | 0.7636 | LV | England | South West | TA117BT |  | 493450.0 | 102216.0 | 2016
Lightsource BP | Manor Farm Eggington | Solar | PV | No | Solar |  | 4.992 | LV | England | Eastern | LU79PB |  | 495555.0 | 226052.0 | 2015
Lightsource BP | Manston | Solar | PV | No | Solar |  | 9.831 | LV | England | South East | CT125AU |  | 634574.0 | 166813.0 | 2013
Lightsource BP | Marston | Solar | PV | No | Solar |  | 4.5114 | LV | England | East Midlands | NG322JP |  | 488029.0 | 342114.0 | 2011
Lightsource BP | Meadow Farm (Thorpe Lanton) | Solar | PV | No | Solar |  | 4.998 | LV | England | East Midlands | LE167TR |  | 472795.0 | 290643.0 | 2017
Lightsource BP | Middle Balbeggie | Solar | PV | No | Solar |  | 4.9975 | LV | Scotland | Scotland | KY13NW |  | 328584.0 | 696136.0 | 2017
Lightsource BP | Millar Farm | Solar | PV | No | Solar |  | 7.2109 | LV | Northern Ireland | Northern Ireland | BT412JJ |  | 127283.0 | 546753.0 | 2017
Lightsource BP | Moor Solar 1 | Solar | PV | No | Solar |  | 1.6666 | LV | England | East Midlands |  |  | 544055.0 | 323522.0 | 2011
Lightsource BP | Moor Solar 2 | Solar | PV | No | Solar |  | 1.0675 | LV | England | East Midlands |  |  | 544125.0 | 323559.0 | 2011
Lightsource BP | Morfa | Solar | PV | No | Solar |  | 1.999 | LV | Wales | Wales | CF612YT |  | 258062.0 | 301195.0 | 2016
Lightsource BP | Nefyn (Tyddyn Cae) | Solar | PV | No | Solar |  | 4.9215 | LV | Wales | Wales | LL536DS |  | 233416.0 | 338035.0 | 2015
Lightsource BP | NI Cluster Belfast Road | Solar | PV | No | Solar |  | 9.9919 | LV | Northern Ireland | Northern Ireland | BT294TH |  | 134568.0 | 534503.0 | 2017
Lightsource BP | NI Cluster Hillside | Solar | PV | No | Solar |  | 5.399 | LV | Northern Ireland | Northern Ireland | BT282PQ |  | 129820.0 | 526363.0 | 2017
Lightsource BP | NI Cluster Knockairn Road | Solar | PV | No | Solar |  | 5.3985 | LV | Northern Ireland | Northern Ireland | BT294UE |  | 131013.0 | 531722.0 | 2017
Lightsource BP | NI Cluster Lough Road | Solar | PV | No | Solar |  | 5.399 | LV | Northern Ireland | Northern Ireland | BT282PQ |  | 129148.0 | 526209.0 | 2017
Lightsource BP | NI Cluster Moira Road | Solar | PV | No | Solar |  | 5.9371 | LV | Northern Ireland | Northern Ireland | BT294JL |  | 129536.0 | 531688.0 | 2017
Lightsource BP | NOR Parsonage Wood | Solar | PV | No | Solar |  | 4.1835 | LV | England | South West | EX226LA |  | 231095.0 | 102160.0 | 2017
Lightsource BP | Norrington | Solar | PV | No | Solar |  | 11.145 | LV | England | South West | SN128LT |  | 388259.0 | 164933.0 | 2014
Lightsource BP | North Tenement | Solar | PV | No | Solar |  | 4.9979 | LV | Wales | Wales | SA623NX |  | 193951.0 | 212945.0 | 2017
Lightsource BP | Park Farm West | Solar | PV | No | Solar |  | 3.9348 | LV | Wales | Wales | NP183NY |  | 331876.0 | 191657.0 | 2017
Lightsource BP | Pen Rhiw | Solar | PV | No | Solar |  | 4.748 | LV | Wales | Wales | CF453UX |  | 304596.0 | 197986.0 | 2017
Lightsource BP | Pilkington | Solar | PV | No | Solar |  | 2.2968 | LV | England | North West | L407TB |  | 346150.0 | 408856.0 | 2019
Lightsource BP | Pont Andrew | Solar | PV | No | Solar |  | 1.5443 | LV | Wales | Wales | CF449UL |  | 252617.0 | 210675.0 | 2012
Lightsource BP | Pressock | Solar | PV | No | Solar |  | 4.249 | LV | Scotland | Scotland | DD82SN |  | 356791.0 | 749786.0 | 2017
Lightsource BP | Prestop Park | Solar | PV | No | Solar |  | 15.852 | LV | England | East Midlands | LE652TE |  | 433582.0 | 316633.0 | 2015
Lightsource BP | Primrose Hill | Solar | PV | No | Solar |  | 4.3452 | LV | England | Yorkshire and Humber | LN85JE |  | 460491.0 | 428957.0 | 2015
Lightsource BP | Promens | Solar | PV | No | Solar |  | 1.6485 | LV | England | Eastern | NR347TB |  | 644496.0 | 288255.0 | 2011
Lightsource BP | QE2 Reservoir | Solar | PV | No | Solar |  | 6.3377 | LV | England | South East | IG110AD |  | 512509.0 | 167686.0 | 2016
Lightsource BP | RedHill Farm | Solar | PV | No | Solar |  | 4.7976 | LV | England | South West | TA210DL |  | 308588.0 | 118087.0 | 2015
Lightsource BP | Rudge Hill Farm | Solar | PV | No | Solar |  | 1.0189 | LV | England | South West | DT102AB |  | 378118.0 | 112656.0 | 2013
Lightsource BP | Safeguard Bradwall | Solar | PV | No | Solar |  | 4.9975 | LV | England | North West | CW100LA |  | 375914.0 | 363479.0 | 2017
Lightsource BP | Sandhill | Solar | PV | No | Solar |  | 1.9228 | LV | England | South West |  |  | 316188.0 | 129704.0 | 2011
Lightsource BP | Says Court | Solar | PV | No | Solar |  | 19.807 | LV | England | South West | BS362NY |  | 368922.0 | 181730.0 | 2014
Lightsource BP | School Aycliffe | Solar | PV | No | Solar |  | 5 | LV | England | North East | DL56QE |  | 426142.0 | 523694.0 | 2015
Lightsource BP | Shaftesbury | Solar | PV | No | Solar |  | 4.997 | LV | England | South West | SP79HD |  | 386849.0 | 124179.0 | 2015
Lightsource BP | Sharland Farm | Solar | PV | No | Solar |  | 2.7711 | LV | England | South West | EX176SJ |  | 274885.0 | 105456.0 | 2017
Lightsource BP | Sheriffhales | Solar | PV | No | Solar |  | 5 | LV | England | West Midlands | TF118QY |  | 375171.0 | 312179.0 | 2015
Lightsource BP | South Creake | Solar | PV | No | Solar |  | 26.0012 | LV | England | Eastern | NR219LY |  | 585483.0 | 335992.0 | 2016
Lightsource BP | St Francis | Solar | PV | No | Solar |  | 4.3253 | LV | England | South East | TN339BL |  | 572709.0 | 111249.0 | 2015
Lightsource BP | Stragglethorpe | Solar | PV | No | Solar |  | 4.9993 | LV | England | East Midlands | NG123HD |  | 463188.0 | 336136.0 | 2016
Lightsource BP | Summerlands | Solar | PV | No | Solar |  | 0.8064 | LV | England | South West | EX174DF |  | 284552.0 | 108297.0 | 2012
Lightsource BP | Sundorne Grove | Solar | PV | No | Solar |  | 18.226 | LV | England | West Midlands | SY44RR |  | 352826.0 | 315367.0 | 2015
Lightsource BP | Trefinnick | Solar | PV | No | Solar |  | 4.4036 | LV | England | South West | PL178QD |  | 233642.0 | 74030.0 | 2013
Lightsource BP | Treguff | Solar | PV | No | Solar |  | 3.7365 | LV | Wales | Wales | CF715LT |  | 302265.0 | 171141.0 | 2015
Lightsource BP | Trevemper | Solar | PV | No | Solar |  | 1.6999 | LV | England | South West |  |  | 181946.0 | 59506.0 | 2011
Lightsource BP | Upper Clayhill | Solar | PV | No | Solar |  | 4.7492 | LV | England | South East | BN85RR |  | 544648.0 | 114840.0 | 2015
Lightsource BP | Walton | Solar | PV | No | Solar |  | 1.7863 | LV | England | South East | KT122EG |  | 511550.0 | 168450.0 | 2011
Lightsource BP | West Bradley | Solar | PV | No | Solar |  | 1.029 | LV | England | South West | EX168BJ |  | 289684.0 | 114161.0 | 2012
Lightsource BP | West Farm | Solar | PV | No | Solar |  | 7.63 | LV | Wales | Wales | SA724UN |  | 199608.0 | 203981.0 | 2013
Lightsource BP | Westwood | Solar | PV | No | Solar |  | 9.181 | LV | England | South East | CT125AS |  | 635063.0 | 166833.0 | 2014
Lightsource BP | Wheal Jane | Solar | PV | No | Solar |  | 1.42 | LV | England | South West |  |  | 177412.0 | 42176.0 | 2011
Lightsource BP | Wick Red Farm | Solar | PV | No | Solar |  | 4.9535 | LV | England | South West | BS240HD |  | 331399.0 | 154837.0 | 2016
Lightsource BP | Wilburton | Solar | PV | No | Solar |  | 4.99 | LV | England | Eastern | CB63PU |  | 547655.0 | 274082.0 | 2011
Lightsource BP | Wrockwardine | Solar | PV | No | Solar |  | 10.468 | LV | England | West Midlands | TF50BJ |  | 361262.0 | 311911.0 | 2015
LondonEnergy | Londonwaste Ltd | Bioenergy | Bioenergy | No | MSW |  | 50 | LV | England | London | N183AG |  | 535050.0 | 192550.0 | 1970
Marchwood Power | Marchwood Power | Fossil Fuel | CCGT | No | Natural Gas |  | 898 | HV | England | South East | SO404BD |  | 438274.0 | 108147.0 | 2009
Moray Offshore Windfarm (East) Ltd | Moray Offshore Windfarm East Limited | Wind | Offshore | No | Wind |  | 950 | HV | Scotland | Scotland | AB439BR |  |  |  | 2021
Octopus Investments | Abbots Ripton | Solar | PV | No | Solar |  | 24.6672 | LV | England | Eastern | PE282LQ |  | 522746.0 | 277158.0 | 2014
Octopus Investments | Apse New Barn | Solar | PV | No | Solar |  | 3.0658 | LV | England | South East | PO377PS |  | 456363.0 | 82780.0 | 2013
Octopus Investments | Ash Row Farm | Solar | PV | No | Solar |  | 4.9979 | LV | England | Yorkshire and Humber | LS256JJ |  | 451649.0 | 433677.0 | 2015
Octopus Investments | Avenue Farm | Solar | PV | No | Solar |  | 7.6484 | LV | England | Eastern | NR147PJ |  | 628770.0 | 303787.0 | 2015
Octopus Investments | Averill Farm | Solar | PV | No | Solar |  | 4.9979 | LV | England | East Midlands | DE556HB |  | 441094.0 | 361390.0 | 2015
Octopus Investments | Barn Farm | Solar | PV | No | Solar |  | 4.692 | LV | England | Eastern | CO112UX |  | 615682.0 | 231393.0 | 2015
Octopus Investments | Bentley | Solar | PV | No | Solar |  | 5.0984 | LV | England | North West | CW13PL |  | 368446.0 | 356533.0 | 2013
Octopus Investments | Birch Estate | Solar | PV | No | Solar |  | 4.998 | LV | England | Eastern | CO20NU |  | 593323.0 | 219800.0 | 2015
Octopus Investments | Bishops Sutton | Solar | PV | No | Solar |  | 12 | LV | England | South East | SO240AA |  | 459558.0 | 131825.0 | 2014
Octopus Investments | Blaby | Solar | PV | No | Solar |  | 3.4802 | LV | England | East Midlands | LE85QW |  | 458722.0 | 296614.0 | 2016
Octopus Investments | Bradford | Solar | PV | No | Solar |  | 5.2874 | LV | England | South West | EX226LQ |  | 227973.0 | 100750.0 | 2013
Octopus Investments | Bratton Fleming | Solar | PV | No | Solar |  | 4.9921 | LV | England | South West | EX327LG |  | 265395.0 | 137979.0 | 2013
Octopus Investments | Brickkiln Lane | Solar | PV | No | Solar |  | 4.9933 | LV | England | Eastern | NR148AJ |  | 620403.0 | 299944.0 | 2016
Octopus Investments | Bryn Yr Odyn | Solar | PV | No | Solar |  | 14.8971 | LV | Wales | Wales | LL625DE |  | 239600.0 | 373400.0 | 2015
Octopus Investments | Burntstalk Farm | Solar | PV | No | Solar |  | 11.5248 | LV | England | Eastern | PE321JA |  | 577721.0 | 311630.0 | 2013
Octopus Investments | Bystock Farm | Solar | PV | No | Solar |  | 4.05 | LV | England | South West | EX85ED |  | 302289.0 | 84362.0 | 2015
Octopus Investments | Carlisle Estate | Solar | PV | No | Solar |  | 4.9979 | LV | England | North West | CA57ES |  | 336020.0 | 546015.0 | 2016
Octopus Investments | Caswell | Solar | PV | No | Solar |  | 5.9054 | LV | England | South West | BA229RH |  | 357538.0 | 109283.0 | 2016
Octopus Investments | Causilgey | Solar | PV | No | Solar |  | 4.998 | LV | England | South West | TR49EP |  | 177775.0 | 47586.0 | 2013
Octopus Investments | Chawton | Solar | PV | No | Solar |  | 3.6544 | LV | England | South East | PO318QT |  | 449357.0 | 93055.0 | 2013
Octopus Investments | Chediston Hall | Solar | PV | No | Solar |  | 12.348 | LV | England | Eastern | IP190RA |  | 636663.0 | 278367.0 | 2013
Octopus Investments | Chisbon | Solar | PV | No | Solar |  | 12.338 | LV | England | Eastern | CO168HJ |  | 612862.0 | 218208.0 | 2015
Octopus Investments | Chittering 2 | Solar | PV | No | Solar |  | 6.3046 | LV | England | Eastern | CB259PH |  | 551264.0 | 270881.0 | 2013
Octopus Investments | Clann Farm | Solar | PV | No | Solar |  | 1.489 | LV | England | South West | PL305HD |  | 202639.0 | 63931.0 | 2014
Octopus Investments | Cloford Common Farm | Solar | PV | No | Solar |  | 4.9993 | LV | England | South West | BA114PE |  | 373029.0 | 143593.0 | 2015
Octopus Investments | Corntown Solar | Solar | PV | No | Solar |  | 2.4832 | LV | Wales | Wales | CF355FB |  | 293545.0 | 177153.0 | 2017
Octopus Investments | Crapnell Farm | Solar | PV | No | Solar |  | 4.6679 | LV | England | South West | BA53HG |  | 359691.0 | 145698.0 | 2014
Octopus Investments | Craymarsh | Solar | PV | No | Solar |  | 1.8161 | LV | England | South West | SN126RG |  | 393506.0 | 162624.0 | 2012
Octopus Investments | Cressing | Solar | PV | No | Solar |  | 4.9939 | LV | England | Eastern | CM778PD |  | 579757.0 | 218798.0 | 2016
Octopus Investments | Dairy House Farm | Solar | PV | No | Solar |  | 3.366 | LV | England | North West | CW56DN |  | 365834.0 | 356455.0 | 2016
Octopus Investments | Decoy | Solar | PV | No | Solar |  | 5.3424 | LV | England | South East | PO203TR |  | 492213.0 | 104099.0 | 2014
Octopus Investments | Deepdale | Solar | PV | No | Solar |  | 4.9972 | LV | England | East Midlands | NG348SH |  | 507434.0 | 349013.0 | 2016
Octopus Investments | Drapers Farm | Solar | PV | No | Solar |  | 5.9986 | LV | England | Eastern | CM31QF |  | 572146.0 | 220468.0 | 2014
Octopus Investments | Eakring | Solar | PV | No | Solar |  | 11.7931 | LV | England | East Midlands | NG220AN |  | 466033.0 | 362403.0 | 2015
Octopus Investments | Ellicombe | Solar | PV | No | Solar |  | 1.3257 | LV | England | South West | EX175LS |  | 274429.0 | 105004.0 | 2013
Octopus Investments | Ermine Street | Solar | PV | No | Solar |  | 32.4494 | LV | England | East Midlands | NG348QT |  | 499291.0 | 347452.0 | 2014
Octopus Investments | Fullerton | Solar | PV | No | Solar |  | 4.3566 | LV | England | South East | SP117HR |  | 437054.0 | 141581.0 | 2017
Octopus Investments | Guisborough | Solar | PV | No | Solar |  | 4.9993 | LV | England | North East | TS146QX |  | 460407.0 | 516083.0 | 2016
Octopus Investments | Hatchlands | Solar | PV | No | Solar |  | 5.2175 | LV | England | South West | TQ97LB |  | 273302.0 | 59712.0 | 2013
Octopus Investments | Hazard | Solar | PV | No | Solar |  | 5.6566 | LV | England | South West | TQ97LN |  | 274991.0 | 59302.0 | 2014
Octopus Investments | Hewas | Solar | PV | No | Solar |  | 5.9829 | LV | England | South West | TR24EP |  | 191590.0 | 53161.0 | 2013
Octopus Investments | Higher Knapp Farm | Solar | PV | No | Solar |  | 1.5116 | LV | England | South West | TA36AY |  | 330222.0 | 124913.0 | 2013
Octopus Investments | Higher Trenhayle | Solar | PV | No | Solar |  | 2.9322 | LV | England | South West | TR275JU |  | 158256.0 | 36251.0 | 2013
Octopus Investments | Hill End Farm | Solar | PV | No | Solar |  | 2.84 | LV | England | South East | RG265HA |  | 462034.0 | 157344.0 | 2014
Octopus Investments | Hill Farm (OI) | Solar | PV | No | Solar |  | 10.8443 | LV | England | South East | PO360BB |  | 461387.0 | 89012.0 | 2014
Octopus Investments | Hollamoor | Solar | PV | No | Solar |  | 2.2363 | LV | England | South West | EX313HX |  | 254698.0 | 129964.0 | 2013
Octopus Investments | Holtwood | Solar | PV | No | Solar |  | 4.9941 | LV | England | East Midlands | DE65JW |  | 412619.0 | 333405.0 | 2016
Octopus Investments | Hullavington | Solar | PV | No | Solar |  | 8.316 | LV | England | South West | SN146QP |  | 389154.0 | 182299.0 | 2014
Octopus Investments | Lawn Lane | Solar | PV | No | Solar |  | 4.3235 | LV | England | West Midlands | WV95BB |  | 390095.0 | 304875.0 | 2016
Octopus Investments | Lenham | Solar | PV | No | Solar |  | 6.6067 | LV | England | South East | ME172HX |  | 589450.0 | 151072.0 | 2012
Octopus Investments | Lexham | Solar | PV | No | Solar |  | 7.9184 | LV | England | Eastern | PE322RY |  | 587463.0 | 319985.0 | 2013
Octopus Investments | Little Morton | Solar | PV | No | Solar |  | 14.289 | LV | England | East Midlands | DN228HE |  | 467187.0 | 379023.0 | 2014
Octopus Investments | Little T | Solar | PV | No | Solar |  | 5.4439 | LV | England | South West | TR109EF |  | 171916.0 | 31778.0 | 2013
Octopus Investments | Littleton Farm | Solar | PV | No | Solar |  | 12.0057 | LV | England | South West | DT119QP |  | 388332.0 | 105051.0 | 2015
Octopus Investments | Lochcraigs Farm | Solar | PV | No | Solar |  | 4.992 | LV | Scotland | Scotland | KA204LB |  | 227518.0 | 643857.0 | 2017
Octopus Investments | Lodge Farm | Solar | PV | No | Solar |  | 11.9975 | LV | England | East Midlands | NG139PL |  | 478519.0 | 341598.0 | 2014
Octopus Investments | Lovedean | Solar | PV | No | Solar |  | 4.5438 | LV | England | South East | PO80SH |  | 468005.0 | 112956.0 | 2013
Octopus Investments | Manor Farm Dorset | Solar | PV | No | Solar |  | 4.922 | LV | England | South West | SP85PR |  | 377815.0 | 128359.0 | 2014
Octopus Investments | Manston Thorne | Solar | PV | No | Solar |  | 6.1986 | LV | England | South East | CT125DS |  | 633388.0 | 164922.0 | 2014
Octopus Investments | Marley Thatch | Solar | PV | No | Solar |  | 6.2227 | LV | England | South West | TQ109LW |  | 271573.0 | 59890.0 | 2013
Octopus Investments | Meadow Farm | Solar | PV | No | Solar |  | 6.114 | LV | England | Eastern | IP264RG |  | 572611.0 | 296975.0 | 2014
Octopus Investments | Melbourn Black Peak | Solar | PV | No | Solar |  | 18.9552 | LV | England | Eastern | SG87ND |  | 540507.0 | 244190.0 | 2015
Octopus Investments | Melbourn Muncey Farm | Solar | PV | No | Solar |  | 30.9417 | LV | England | Eastern | SG86DG |  | 537951.0 | 242629.0 | 2015
Octopus Investments | Mill Hill Farm | Solar | PV | No | Solar |  | 4.9979 | LV | England | Yorkshire and Humber | YO606QN |  | 463388.0 | 467066.0 | 2015
Octopus Investments | Molland Farm | Solar | PV | No | Solar |  | 4.9985 | LV | England | South West | EX363PS |  | 282422.0 | 126165.0 | 2015
Octopus Investments | Mopley/Cadland | Solar | PV | No | Solar |  | 3.016 | LV | England | South East | SO451YH |  | 444681.0 | 100949.0 | 2013
Octopus Investments | Mount Mill | Solar | PV | No | Solar |  | 11.9998 | LV | England | East Midlands | MK196DG |  | 476366.0 | 237708.0 | 2015
Octopus Investments | Natewood | Solar | PV | No | Solar |  | 8.978 | LV | England | South East | BN273PH |  | 557796.0 | 107151.0 | 2015
Octopus Investments | New Row Farm | Solar | PV | No | Solar |  | 4.4504 | LV | England | South West | BA44JT |  | 363204.0 | 145130.0 | 2014
Octopus Investments | Newlands | Solar | PV | No | Solar |  | 4.279 | LV | England | South West | EX135SF |  | 333040.0 | 97434.0 | 2013
Octopus Investments | Ninnis | Solar | PV | No | Solar |  | 3.8822 | LV | England | South West | PL267EN |  | 198252.0 | 50490.0 | 2013
Octopus Investments | North Perrott Fruit Farm | Solar | PV | No | Solar |  | 0.8232 | LV | England | South West | TA187SN |  | 346475.0 | 110116.0 | 2013
Octopus Investments | North Wayton | Solar | PV | No | Solar |  | 8.3982 | LV | England | South West | PL126QQ |  | 242671.0 | 62588.0 | 2014
Octopus Investments | Northmoor | Solar | PV | No | Solar |  | 4.9149 | LV | England | South West | EX226TD |  | 227223.0 | 97462.0 | 2015
Octopus Investments | Oaklands | Solar | PV | No | Solar |  | 6.8544 | LV | England | South West | TN261ER |  | 596397.0 | 144740.0 | 2015
Octopus Investments | Ottringham | Solar | PV | No | Solar |  | 6.073 | LV | England | Yorkshire and Humber | HU120AD |  | 527561.0 | 424182.0 | 2014
Octopus Investments | Palfreys Barton | Solar | PV | No | Solar |  | 0.96138 | LV | England | South West | EX167RZ |  | 296533.0 | 118055.0 | 2013
Octopus Investments | Parciau | Solar | PV | No | Solar |  | 12.7195 | LV | Wales | Wales | LL551TS |  | 250255.0 | 365482.0 | 2015
Octopus Investments | Park Wall | Solar | PV | No | Solar |  | 4.998 | LV | England | South West | TA70HY |  | 332133.0 | 136030.0 | 2012
Octopus Investments | Parkhouse | Solar | PV | No | Solar |  | 6.6405 | LV | England | South East | SP97UZ |  | 422792.0 | 144085.0 | 2013
Octopus Investments | Penhale | Solar | PV | No | Solar |  | 3.5251 | LV | England | South West | PL277RQ |  | 194606.0 | 71371.0 | 2013
Octopus Investments | Penyrheollas | Solar | PV | No | Solar |  | 4.9862 | LV | Wales | Wales | NP120HY |  | 318604.0 | 201211.0 | 2017
Octopus Investments | Peter Hill | Solar | PV | No | Solar |  | 4.9979 | LV | England | Yorkshire and Humber | YO614PN |  | 450038.0 | 473183.0 | 2016
Octopus Investments | Peterlee | Solar | PV | No | Solar |  | 4.9972 | LV | England | North East | SR83UJ |  | 440912.0 | 542443.0 | 2016
Octopus Investments | Pitchford | Solar | PV | No | Solar |  | 21.0084 | LV | England | West Midlands |  |  | 350965.0 | 302668.0 | 2015
Octopus Investments | Pitts Farm | Solar | PV | No | Solar |  | 3.2141 | LV | England | South West | BA53HG |  | 359176.0 | 146235.0 | 2014
Octopus Investments | Pollington Airfield | Solar | PV | No | Solar |  | 4.9979 | LV | England | Yorkshire and Humber | DN140BA |  | 461763.0 | 420790.0 | 2015
Octopus Investments | Pyde Drove | Solar | PV | No | Solar |  | 8.436 | LV | England | South West | TA78DN |  | 335530.0 | 142499.0 | 2014
Octopus Investments | Ratcliffe House Farm | Solar | PV | No | Solar |  | 3.498 | LV | England | East Midlands | CV93LZ |  | 433432.0 | 299754.0 | 2015
Octopus Investments | Reaches Farm | Solar | PV | No | Solar |  | 6.2436 | LV | England | Eastern | IP265LA |  | 573913.0 | 298817.0 | 2014
Octopus Investments | Rew Farm | Solar | PV | No | Solar |  | 5.0627 | LV | England | South West | PL305AW |  | 209034.0 | 61130.0 | 2014
Octopus Investments | Rudge Manor | Solar | PV | No | Solar |  | 6.3872 | LV | England | South West | SN82HN |  | 427444.0 | 169114.0 | 2013
Octopus Investments | Rydon Farm | Solar | PV | No | Solar |  | 9.5763 | LV | England | South West | TQ126DB |  | 284136.0 | 68721.0 | 2015
Octopus Investments | Ryston Farm | Solar | PV | No | Solar |  | 4.6231 | LV | England | Eastern | PE380AA |  | 561681.0 | 302008.0 | 2015
Octopus Investments | Seaton Road | Solar | PV | No | Solar |  | 4.16 | LV | England | East Midlands | LE159BG |  | 487565.0 | 299395.0 | 2017
Octopus Investments | Shipton Bellinger | Solar | PV | No | Solar |  | 5.4331 | LV | England | South East | SP40EG |  | 423437.0 | 143998.0 | 2013
Octopus Investments | Short Hazel | Solar | PV | No | Solar |  | 4.9993 | LV | England | East Midlands | DE117BD |  | 433077.0 | 319883.0 | 2016
Octopus Investments | Singrug | Solar | PV | No | Solar |  | 11.9959 | LV | Wales | Wales | NP122BG |  | 319137.0 | 193566.0 | 2015
Octopus Investments | Six Hills | Solar | PV | No | Solar |  | 18.7387 | LV | England | East Midlands | LE143PR |  | 463321.0 | 321230.0 | 2015
Octopus Investments | Slaughtergate | Solar | PV | No | Solar |  | 1.8385 | LV | England | South West | SP85NH |  | 378233.0 | 127441.0 | 2013
Octopus Investments | Somerton Door | Solar | PV | No | Solar |  | 8.701 | LV | England | South West | TA116JA |  | 347045.0 | 130025.0 | 2015
Octopus Investments | Southcombe Farm | Solar | PV | No | Solar |  | 1.2127 | LV | England | South West | EX215RF |  | 244284.0 | 111956.0 | 2013
Octopus Investments | Spittleborough | Solar | PV | No | Solar |  | 9.1443 | LV | England | South West | SN48ET |  | 408318.0 | 183058.0 | 2014
Octopus Investments | Staining Wood | Solar | PV | No | Solar |  | 4.9979 | LV | England | North West | PR43PH |  | 336929.0 | 432551.0 | 2016
Octopus Investments | Stormy Down | Solar | PV | No | Solar |  | 4.672 | LV | Wales | Wales | CF334RS |  | 284154.0 | 180554.0 | 2017
Octopus Investments | Stratton Hall | Solar | PV | No | Solar |  | 11.7649 | LV | England | Eastern | IP100PL |  | 625674.0 | 239588.0 | 2014
Octopus Investments | Strete | Solar | PV | No | Solar |  | 4.8546 | LV | England | South West | EX52PL |  | 304235.0 | 94913.0 | 2013
Octopus Investments | Sutton Mawr | Solar | PV | No | Solar |  | 7.524 | LV | Wales | Wales | CF623AB |  | 307224.0 | 170024.0 | 2014
Octopus Investments | Sycamore | Solar | PV | No | Solar |  | 19.0121 | LV | England | South East | TN299SY |  | 601943.0 | 125385.0 | 2014
Octopus Investments | Tavells | Solar | PV | No | Solar |  | 5.4106 | LV | England | South East | SO404WH |  | 438181.0 | 110655.0 | 2013
Octopus Investments | The Breck | Solar | PV | No | Solar |  | 4.9993 | LV | England | East Midlands | S432NP |  | 442323.0 | 376116.0 | 2016
Octopus Investments | The Hollies | Solar | PV | No | Solar |  | 8.605 | LV | England | East Midlands | PE244SH |  | 549558.0 | 363539.0 | 2013
Octopus Investments | The Hydes | Solar | PV | No | Solar |  | 10.7161 | LV | England | Eastern | CM74TX |  | 564210.0 | 230560.0 | 2014
Octopus Investments | Thoresby | Solar | PV | No | Solar |  | 19.8092 | LV | England | East Midlands | NG229EX |  | 460364.0 | 370225.0 | 2015
Octopus Investments | Tillhouse | Solar | PV | No | Solar |  | 10.5105 | LV | England | South West | EX53BG |  | 301013.0 | 96534.0 | 2014
Octopus Investments | Tooley Farm | Solar | PV | No | Solar |  | 4.9985 | LV | England | Eastern | CM63AA |  | 564888.0 | 223424.0 | 2015
Octopus Investments | Tredown Farm | Solar | PV | No | Solar |  | 1.4348 | LV | England | South West | PL160HH |  | 239431.0 | 81407.0 | 2013
Octopus Investments | Tregassow | Solar | PV | No | Solar |  | 5.8714 | LV | England | South West | TR49BL |  | 185395.0 | 49565.0 | 2013
Octopus Investments | Trench Farm | Solar | PV | No | Solar |  | 4.997 | LV | Wales | Wales | LL130NA |  | 338419.0 | 339068.0 | 2015
Octopus Investments | Turves | Solar | PV | No | Solar |  | 4.998 | LV | England | Eastern | PE72HS |  | 533992.0 | 294321.0 | 2013
Octopus Investments | Upper Farringdon | Solar | PV | No | Solar |  | 6.1758 | LV | England | South East | GU343HW |  | 471468.0 | 135482.0 | 2015
Octopus Investments | Walland Farm | Solar | PV | No | Solar |  | 4.9993 | LV | England | South West | EX395DP |  | 235344.0 | 122223.0 | 2015
Octopus Investments | Waterloo Farm 1 and 2 | Solar | PV | No | Solar |  | 28.6681 | LV | England | Eastern | SG192JW |  | 518826.0 | 251804.0 | 2015
Octopus Investments | Wedgehill | Solar | PV | No | Solar |  | 13.5078 | LV | England | South West | BH216SB |  | 406557.0 | 108809.0 | 2015
Octopus Investments | Week Farm 2 | Solar | PV | No | Solar |  | 3.7301 | LV | England | South West | EX387HU |  | 251218.0 | 119059.0 | 2014
Octopus Investments | West Hall | Solar | PV | No | Solar |  | 5.511 | LV | Wales | Wales | CF624ZW |  | 302476.0 | 166946.0 | 2014
Octopus Investments | Westerfield | Solar | PV | No | Solar |  | 12.9793 | LV | England | South East | OX183PA |  | 427125.0 | 209714.0 | 2015
Octopus Investments | Westwood Farm | Solar | PV | No | Solar |  | 5.1469 | LV | England | East Midlands | NG220PF |  | 471765.0 | 370062.0 | 2014
Octopus Investments | Whiddon Farm | Solar | PV | No | Solar |  | 0.89739 | LV | England | South West | EX226PJ |  | 239451.0 | 97227.0 | 2013
Octopus Investments | Wiggin Hill | Solar | PV | No | Solar |  | 11.4436 | LV | England | Eastern | PE273LL |  | 530442.0 | 273663.0 | 2015
Octopus Investments | Willburton 2 (Mingay Farm) | Solar | PV | No | Solar |  | 19.3208 | LV | England | Eastern | CB63PU |  | 547073.0 | 272967.0 | 2014
Octopus Investments | Willsland | Solar | PV | No | Solar |  | 3.267 | LV | England | South West | EX215LS |  | 250049.0 | 104054.0 | 2013
Octopus Investments | Woodlands Farm | Solar | PV | No | Solar |  | 13.1592 | LV | England | South East | CT34NB |  | 617569.0 | 163068.0 | 2015
Orsted | Barrow | Wind | Offshore | No | Wind |  | 90 | HV | England | North West |  |  | 314978.0 | 455827.0 | 2006
Orsted | Burbo | Wind | Offshore | No | Wind |  | 90 | LV | England | North West |  |  | 321476.0 | 399706.0 | 2008
Orsted | Burbo Extension | Wind | Offshore | No | Wind |  | 259 | HV | England | North West |  |  | 315815.0 | 398892.0 | 2016
Orsted | Gunfleet Sands 01 | Wind | Offshore | No | Wind |  | 108 | HV | England | South East |  |  | 622317 | 208468 | 2010
Orsted | Gunfleet Sands 02 | Wind | Offshore | No | Wind |  | 67 | HV | England | South East |  |  | 622317 | 622317 | 2010
Orsted | Gunfleet Sands Demo | Wind | Offshore | No | Wind |  | 12 | HV | England | South East |  |  | 620650.0 | 205297.0 | 2013
Orsted | Hornsea 01 | Wind | Offshore | No | Wind |  | 1218 | HV | England | North East |  |  | 626000.0 | 426000.0 | 2019
Orsted | Hornsea 02 Soundmark | Wind | Offshore | No | Wind |  | 462 | HV | [6 empty] | 2022
Orsted | Lincs | Wind | Offshore | No | Wind |  | 270 | HV | England | East Midlands |  |  | 567020.0 | 368144.0 | 2013
Orsted | Race Bank | Wind | Offshore | No | Wind |  | 573 | HV | England | Eastern |  |  | 573300.0 | 363000.0 | 2018
Orsted | Walney 01 | Wind | Offshore | No | Wind |  | 183 | HV | England | North West |  |  | 300833 | 461449 | 2011
Orsted | Walney 02 | Wind | Offshore | No | Wind |  | 183 | HV | England | North West |  |  | 300833 | 461449 | 2012
Orsted | Walney 03 | Wind | Offshore | No | Wind |  | 330 | HV | England | North West |  |  | 295033.0 | 466313.0 | 2017
Orsted | Walney 04 | Wind | Offshore | No | Wind |  | 329 | HV | England | North West |  |  | 320039.0 | 464000.0 | 2018
Orsted | West of Duddon Sands | Wind | Offshore | No | Wind |  | 389 | HV | England | North West |  |  | 304230.0 | 455334.0 | 2014
Orsted | Westermost Rough | Wind | Offshore | No | Wind |  | 210 | HV | England | Yorkshire and Humber |  |  | 541677.0 | 436555.0 | 2015
Part of Drax Group | Bonnington | Hydro | Natural Flow | No | Hydro |  | 11 | LV | Scotland | Scotland | ML119TB |  | 288851.29212100001 | 641742.81936800003 | 1927
Part of Drax Group | Carsfad | Hydro | Natural Flow | No | Hydro |  | 12 | LV | Scotland | Scotland | DG73ST |  | 259672.544711 | 584952.22294799995 | 1935
Part of Drax Group | Drax Power Station Biomass Units | Bioenergy | Bioenergy | No | Biomass |  | 2640 | HV | England | Yorkshire and Humber | YO88PH |  | 466650.0 | 427050.0 | 2013
Part of Drax Group | Drax Power Station Coal Units | Fossil Fuel | Conventional steam | No | Coal |  | 1320 | HV | England | Yorkshire and Humber | YO88PH |  | 467439.0 | 425837.0 | 1974
Part of Drax Group | Drumjohn | Hydro | Natural Flow | No | Hydro |  | 1 | LV | Scotland | Scotland | DG73TJ |  | 252514.43564800001 | 597670.45692799997 | 1935
Part of Drax Group | Earlstoun | Hydro | Natural Flow | No | Hydro |  | 14 | LV | Scotland | Scotland | DG73SR |  | 261304.67353900001 | 583126.64510099997 | 1935
Part of Drax Group | Glenlee | Hydro | Natural Flow | No | Hydro |  | 24 | LV | Scotland | Scotland | DG73SF |  | 261221.35846700001 | 580243.46073699999 | 1935
Part of Drax Group | Kendoon | Hydro | Natural Flow | No | Hydro |  | 24 | LV | Scotland | Scotland | DG73UB |  | 261359.07337200001 | 589083.399385 | 1935
Part of Drax Group | Stonebyres | Hydro | Natural Flow | No | Hydro |  | 6 | LV | Scotland | Scotland | ML119UP |  | 284977.43216500001 | 644040.90092599997 | 1927
Part of Drax Group | Tongland | Hydro | Natural Flow | No | Hydro |  | 33 | LV | Scotland | Scotland | DG64LT |  | 270138.10144599999 | 554580.98591599998 | 1935
Part of PX Group | Fellside CHP | Fossil Fuel | CCGT | Yes | Natural Gas |  | 155 | HV | England | North West | CA201PG |  | 303202.0 | 503793.0 | 1995
Pennant Walters | Maesgwyn | Wind | Onshore | No | Wind |  | 26 | HV | Wales | Wales |  | SASN86400890 | 285500.0 | 205500.0 | 2011
Pennant Walters | Maesgwyn Extension | Wind | Onshore | No | Wind |  | 2.5 | HV | Wales | Wales |  | SN8710908818 | 286568.0 | 205930.0 | 2017
Pennant Walters | Maesgwyn Solar | Solar | PV | No | Solar |  | 2.5 | LV | Wales | Wales |  | SASN86400890 | 288678.0 | 207067.0 | 2017
Pennant Walters | Mynydd Bwllfa | Wind | Onshore | No | Wind |  | 22.5 | HV | Wales | Wales | CF449NB |  | 295979.0 | 205172.0 | 2015
Pennant Walters | Pant y Wal | Wind | Onshore | No | Wind |  | 52.5 | HV | Wales | Wales | CF356ED |  | 295886.0 | 191521.0 | 2013
Pennant Walters | Pant y Wal Extension | Wind | Onshore | No | Wind |  | 20 | HV | Wales | Wales | CF356ED |  | 294649.0 | 188695.0 | 2017
Quintas Energy | Astley | Solar | PV | No | Solar |  | 4.992 | LV | England | West Midlands | WV156ER |  | 378234.0 | 286133.0 | 2016
Quintas Energy | Chalcroft | Solar | PV | No | Solar |  | 6.3396 | LV | England | South East | SO302HU |  | 448713.0 | 116890.0 | 2013
Quintas Energy | Pen y cae | Solar | PV | No | Solar |  | 4.9694 | LV | Wales | Wales | LL141TP |  | 328970.0 | 344020.0 | 2016
Quintas Energy | Willersey | Solar | PV | No | Solar |  | 3.7814 | LV | England | South West | WR117HF |  | 409850.0 | 240750.0 | 2014
RES Group | Altahullion Extension Wind Farm (NI) | Wind | Onshore | No | Wind |  | 11.7 | LV | Northern Ireland | Northern Ireland | BT474NS |  | 78039.0 | 574408.0 | 2007
RES Group | Altahullion Wind Farm (NI) | Wind | Onshore | No | Wind |  | 26 | LV | Northern Ireland | Northern Ireland | BT474NS |  | 78039.0 | 574408.0 | 2003
RES Group | Auquhirie Land | Wind | Onshore | No | Wind |  | 6.9 | HV | Scotland | Scotland | AB393XB |  | 328500.0 | 785500.0 | 2013
RES Group | Barlborough | Wind | Onshore | No | Wind |  | 0.85 | LV | England | East Midlands |  |  | 448975.0 | 376975.0 | 2015
RES Group | Batsworthy Cross | Wind | Onshore | No | Wind |  | 10 | LV | England | South West |  |  | 282928.0 | 121610.0 | 2016
RES Group | Beinneun Wind Farm | Wind | Onshore | No | Wind |  | 108.8 | HV | Scotland | Scotland | IV637YV |  |  |  | 2017
RES Group | Bilsthorpe | Wind | Onshore | No | Wind |  | 10.25 | LV | England | East Midlands |  |  | 466000.0 | 362000.0 | 2013
RES Group | Black Hill Wind Farm | Wind | Onshore | No | Wind |  | 28.6 | LV | Scotland | Scotland |  | NT730555 | 373000.0 | 656300.0 | 2007
RES Group | Blary Hill | Wind | Onshore | No | Wind |  | 35 | HV | Scotland | Scotland | PA296UZ |  |  |  | 2022
RES Group | Brackagh Quarry | Wind | Onshore | No | Wind |  | 5.001 | LV | Northern Ireland | Northern Ireland |  |  | 97617.0 | 556429.0 | 2016
RES Group | Braich Ddu | Wind | Onshore | No | Wind |  | 3.9 | LV | Wales | Wales |  |  | 267500.0 | 301500.0 | 2007
RES Group | Burnthouse Windfarm | Wind | Onshore | No | Wind |  | 6 | LV | England | Eastern |  |  | 533458.0 | 295082.0 | 2013
RES Group | Burton Wold | Wind | Onshore | No | Wind |  | 14.4 | HV | England | East Midlands |  |  | 491902.0 | 274577.0 | 2014
RES Group | Burton Wold South (GB) | Wind | Onshore | No | Wind |  | 8.25 | HV | England | East Midlands |  |  |  |  | 2017
RES Group | Carscreugh | Wind | Onshore | No | Wind |  | 15.3 | HV | Scotland | Scotland |  |  | 225000.0 | 555000.0 | 2014
RES Group | Castle Craig | Wind | Onshore | No | Wind |  | 25 | LV | Northern Ireland | Northern Ireland | BT817SN |  | 39597.0 | 540549.0 | 2018
RES Group | Castle Pill Farm 1 - A, C | Wind | Onshore | No | Wind |  | 3.148 | HV | Wales | Wales |  |  | 192398.0 | 207108.0 | 2004
RES Group | Chalgrove Solar Limited | Solar | PV | No | Solar |  | 21.34 | LV | England | South East |  | SU649967 | 465126.0 | 197272.0 | 2015
RES Group | Cour Wind Farm | Wind | Onshore | No | Wind |  | 20.5 | HV | Scotland | Scotland | PA286QL |  | 181005.0 | 648528.0 | 2017
RES Group | Den Brook Wind Farm (GB) | Wind | Onshore | No | Wind |  | 18 | LV | England | South West | EX202BJ |  | 268496.0 | 101120.0 | 2016
RES Group | Denzell Downs Windfarm | Wind | Onshore | No | Wind |  | 10 | LV | England | South West |  |  | 189923.0 | 67094.0 | 2015
RES Group | Derriton (Tamar Heights) | Solar | PV | No | Solar |  | 11.7 | LV | England | South West | EX226JX |  | 233249.0 | 103010.0 | 2014
RES Group | Dungavel | Wind | Onshore | No | Wind |  | 26 | HV | Scotland | Scotland |  |  | 267954.0 | 636995.0 | 2015
RES Group | Dyffryn Brodyn Wind Farm (GB) | Wind | Onshore | No | Wind |  | 5.4 | LV | Wales | Wales | SA340JE |  | 222100.0 | 226800.0 | 1994
RES Group | Earlseat Wind Farm (GB) | Wind | Onshore | No | Wind |  | 16 | LV | Scotland | Scotland | HY14TQ |  | 332961.0 | 698416.0 | 2013
RES Group | Egmere | Solar | PV | No | Solar |  | 21 | LV | England | Eastern | NR226AY |  | 590428.0 | 338001.0 | 2014
RES Group | Ferndale Wind Farm | Wind | Onshore | No | Wind |  | 6.4 | HV | Wales | Wales |  |  | 299700.0 | 195700.0 | 2011
RES Group | Forss Extension Wind Farm (GB) | Wind | Onshore | No | Wind |  | 5.2 | LV | Scotland | Scotland | KW147U |  | 302000.0 | 969500.0 | 2007
RES Group | Forss Wind Farm (GB) | Wind | Onshore | No | Wind |  | 2 | LV | Scotland | Scotland | KW147U |  | 302000.0 | 969500.0 | 2003
RES Group | Four Burrows Solar (Kenwyn) | Solar | PV | No | Solar |  | 7.2 | LV | England | South West | TR48JB |  | 176372.0 | 48050.0 | 2015
RES Group | Four Burrows Wind Farm (GB) | Wind | Onshore | No | Wind |  | 4.5 | LV | England | South West | TR48JB |  | 176000.0 | 48200.0 | 1995
RES Group | Freasdail (GB) | Wind | Onshore | No | Wind |  | 22.5 | HV | Scotland | Scotland | PA296XR |  | 180721.0 | 660754.0 | 2017
RES Group | French Farm Wind Farm | Wind | Onshore | No | Wind |  | 4 | LV | England | Eastern |  |  | 528300.0 | 309000.0 | 2016
RES Group | Garreg Llwyd (GB) | Wind | Onshore | No | Wind |  | 30.4 | LV | Wales | Wales | LD16YS |  | 294491.0 | 272407.0 | 2017
RES Group | Glenchamber Wind Farm (GB) | Wind | Onshore | No | Wind |  | 25.3 | LV | Scotland | Scotland | DG80PB |  | 224474.0 | 564039.0 | 2016
RES Group | Glens of Foudland | Wind | Onshore | No | Wind |  | 26 | LV | Scotland | Scotland |  |  | 361496.0 | 837303.0 | 2009
RES Group | Goonhilly Downs Wind Farm | Wind | Onshore | No | Wind |  | 12 | LV | England | South West |  |  | 171000.0 | 21200.0 | 2008
RES Group | Goonhilly Solar | Solar | PV | No | Solar |  | 4.51 | LV | England | South West |  |  | 169711.0 | 21226.0 | 2014
RES Group | Grange Wind Farm | Wind | Onshore | No | Wind |  | 12.3 | LV | England | Yorkshire and Humber | DN158RY |  | 486042.0 | 416496.0 | 2016
RES Group | Grange Wind Farm (GB) | Wind | Onshore | No | Wind |  | 14 | LV | England | East Midlands | PE135RB |  | 545055.0 | 318754.0 | 2013
RES Group | Hale Farm Solar Ltd | Solar | PV | No | Solar |  | 12.23 | LV | England | South West |  |  | 419461.0 | 137939.0 | 2015
RES Group | Hall Farm Wind Farm | Wind | Onshore | No | Wind |  | 24.6 | HV | England | Yorkshire and Humber |  |  | 507865.0 | 443185.0 | 2013
RES Group | Hallburn Farm Wind Farm | Wind | Onshore | No | Wind |  | 13.2 | LV | England | North west |  |  |  |  | 2018
RES Group | High Down | Wind | Onshore | No | Wind |  | 0.5 | LV | England | South West |  |  | 230770.0 | 69217.0 | 2014
RES Group | High Haswell Wind Farm | Wind | Onshore | No | Wind |  | 4 | LV | England | North East |  |  | 436675.0 | 543772.0 | 2011
RES Group | High Pow | Wind | Onshore | No | Wind |  | 3.9 | LV | England | North West |  |  | 323550.0 | 544400.0 | 2015
RES Group | High Sharpley | Wind | Onshore | No | Wind |  | 2.6 | LV | England | North East |  |  | 442644.0 | 549702.0 | 2006
RES Group | Hill of Towie Wind Farm (GB) | Wind | Onshore | No | Wind |  | 48.3 | LV | Scotland | Scotland | AB556YU |  | 320000.0 | 860000.0 | 2012
RES Group | Jacks Lane (GB) | Wind | Onshore | No | Wind |  | 15 | LV | England | Eastern | PE318PZ |  | 580388.0 | 335874.0 | 2015
RES Group | Kelburn Wind Farm (GB) | Wind | Onshore | No | Wind |  | 28 | LV | Scotland | Scotland | KA245LE |  | 224000.0 | 655000.0 | 2012
RES Group | Lendrums Bridge Extension Wind Farm (NI) | Wind | Onshore | No | Wind |  | 7.3 | LV | Northern Ireland | Northern Ireland | BT750LL |  | 54170.0 | 517391.0 | 2002
RES Group | Lendrums Bridge Wind Farm (NI) | Wind | Onshore | No | Wind |  | 5.94 | LV | Northern Ireland | Northern Ireland | BT750LL |  | 63672.0 | 512074.0 | 2000
RES Group | Little Raith (GB) | Wind | Onshore | No | Wind |  | 24.8 | LV | Scotland | Scotland | KY50AX |  |  |  | 2020
RES Group | Llynfi Afan Renewable Energy Limited | Wind | Onshore | No | Wind |  | 24 | HV | Wales | Wales |  |  | 289252.0 | 196198.0 | 2017
RES Group | Loscar | Wind | Onshore | No | Wind |  | 4.5 | LV | England | Yorkshire and Humber |  |  | 451000.0 | 380000.0 | 2010
RES Group | Lough Hill Wind Farm (NI) | Wind | Onshore | No | Wind |  | 7.8 | LV | Northern Ireland | Northern Ireland | BT817SL |  | 38467.0 | 541020.0 | 2007
RES Group | Marvel (Stone Farm) | Solar | PV | No | Solar |  | 5 | LV | England | South East | PO303BQ |  | 451260.0 | 86014.0 | 2015
RES Group | Meikle Carewe Wind Farm (GB) | Wind | Onshore | No | Wind |  | 10.2 | LV | Scotland | Scotland | AB393QH |  | 383200.0 | 792000.0 | 2013
RES Group | Mendennick Solar | Solar | PV | No | Solar |  | 2.64 | LV | England | South West |  |  | 241551.0 | 53320.0 | 2015
RES Group | Minnygap (GB) | Wind | Onshore | No | Wind |  | 25 | HV | Scotland | Scotland | DG109PX |  | 307313.0 | 597397.0 | 2017
RES Group | Muirhall South (GB) | Wind | Onshore | No | Wind |  | 8.25 | HV | Scotland | Scotland |  |  |  |  | 2016
RES Group | Mynydd Brombil | Wind | Onshore | No | Wind |  | 8 | LV | Wales | Wales |  |  | 279141.0 | 188569.0 | 2017
RES Group | Mynydd Portref | Wind | Onshore | No | Wind |  | 12 | LV | Wales | Wales |  |  | 298897.0 | 185178.0 | 2017
RES Group | Neilston (GB) | Wind | Onshore | No | Wind |  | 10 | LV | Scotland | Scotland | G784BZ |  | 245292.0 | 653952.0 | 2018
RES Group | New Albion | Wind | Onshore | No | Wind |  | 14.35 | HV | England | East Midlands |  |  | 483679.0 | 283792.0 | 2015
RES Group | Newton Ferrers | Solar | PV | No | Solar |  | 19.5 | LV | England | South West |  | SX359665 | 235294.0 | 67022.0 | 2015
RES Group | Orchard End Windfarm | Wind | Onshore | No | Wind |  | 4 | LV | England | North West |  |  | 343216.0 | 445233.0 | 2013
RES Group | Parley | Solar | PV | No | Solar |  | 24.2 | LV | England | South West | BH236BG |  | 409877.0 | 99146.0 | 2014
RES Group | Parsonage (Hazel) | Solar | PV | No | Solar |  | 7 | LV | England | South West | TA199EF |  | 336700.0 | 115500.0 | 2013
RES Group | Pen Bryn Oer Wind Farm | Wind | Onshore | No | Wind |  | 6 | LV | Wales | Wales |  |  | 312065.0 | 209235.0 | 2017
RES Group | Penare | Solar | PV | No | Solar |  | 11.1 | LV | England | South West | TR49DG |  | 181089.0 | 49385.0 | 2014
RES Group | Pencoose | Solar | PV | No | Solar |  | 8.14 | LV | England | South West |  | SW728379 | 173927.0 | 37998.0 | 2015
RES Group | Ramsey | Wind | Onshore | No | Wind |  | 1.8 | LV | England | Eastern |  |  | 528800.0 | 284900.0 | 2008
RES Group | Ramsey 2 Wind Farm | Wind | Onshore | No | Wind |  | 8 | LV | England | Eastern |  |  | 527814.0 | 286445.0 | 2013
RES Group | Rodbaston | Wind | Onshore | No | Wind |  | 4 | LV | England | West Midlands |  |  |  |  | 2016
RES Group | Roos Wind Farm (GB) | Wind | Onshore | No | Wind |  | 17.1 | LV | England | Yorkshire and Humber | HU120LA |  | 527376.0 | 430105.0 | 2013
RES Group | Roskrow Barton | Wind | Onshore | No | Wind |  | 1.7 | LV | England | South West |  |  | 176500.0 | 35500.0 | 2008
RES Group | Sancton Hill Wind Farm | Wind | Onshore | No | Wind |  | 10 | LV | England | Yorkshire and Humber |  |  | 491554.0 | 439660.0 | 2011
RES Group | Solwaybank | Wind | Onshore | No | Wind |  | 30.4 | HV | Scotland | Scotland |  |  |  |  | 2020
RES Group | South Sharpley Wind Farm | Wind | Onshore | No | Wind |  | 6 | LV | England | North East |  |  | 438490.0 | 549675.0 | 2011
RES Group | SPD 2 - Hall Farm | Solar | PV | No | Solar |  | 14.9 | LV | England | Eastern |  | TM195952 | 0.0 | 0.0 | 2015
RES Group | SPD 3 - Grange Farm | Solar | PV | No | Solar |  | 9.5 | LV | England | East Midlands |  | TF231620 | 523131.0 | 362337.0 | 2015
RES Group | SPD 4 - Gelliwern | Solar | PV | No | Solar |  | 6.24 | LV | Wales | Wales |  | SN626019 | 262382.0 | 202019.0 | 2015
RES Group | St Breock | Wind | Onshore | No | Wind |  | 10 | LV | England | South West |  |  | 198592.0 | 68218.0 | 2015
RES Group | Tallentire Wind Farm (GB) | Wind | Onshore | No | Wind |  | 12 | LV | England | North West | CA130QA |  | 312500.0 | 535500.0 | 2013
RES Group | Tormywheel | Wind | Onshore | No | Wind |  | 30.75 | LV | Scotland | Scotland |  |  | 294905.0 | 655232.0 | 2017
RES Group | Turncole Wind Farm (GB) | Wind | Onshore | No | Wind |  | 17.5 | LV | England | Eastern | CM08NE |  | 598484.0 | 196719.0 | 2017
RES Group | UK Solar (Hartwell) LLP | Solar | PV | No | Solar |  | 18.6 | LV | England | East Midlands |  | SP791490 | 478515.0 | 248927.0 | 2015
RES Group | UK Solar (Lower Newton) LLP | Solar | PV | No | Solar |  | 11.92 | LV | England | West Midlands |  | SJ988386 | 398731.0 | 338883.0 | 2014
RES Group | Wear Point Wind Farm | Wind | Onshore | No | Wind |  | 8.2 | HV | Wales | Wales |  |  | 193041.0 | 204629.0 | 2014
RES Group | Whittlesey | Wind | Onshore | No | Wind |  | 1.8 | LV | England | Eastern |  |  | 524027.0 | 297139.0 | 2015
RES Group | Wix Lodge (Stour Fields) | Solar | PV | No | Solar |  | 18.7 | LV | England | Eastern | CO112RP |  | 614962.0 | 228422.0 | 2014
RES Group | Woolley Hill (GB) | Wind | Onshore | No | Wind |  | 10 | LV | England | Eastern | PE280UA |  | 515374.0 | 272655.0 | 2015
RES Group | Wryde Croft Wind Farm (GB) | Wind | Onshore | No | Wind |  | 26 | LV | England | Eastern | PE60TP |  | 532606.0 | 307038.0 | 2016
River Nene | Peterborough Power Station | Fossil Fuel | Single cycle | No | Natural Gas |  | 245 | HV | England | Eastern | PE15NT |  | 518401.0 | 299217.0 | 1993
Riverside Resource Recovery | Riverside - Energy from Waste | Bioenergy | Bioenergy | No | MSW |  | 80 | HV | England | London | DA176JY |  | 547200.0 | 176500.0 | 2011
RWE Npower | An Suidhe | Wind | Onshore | No | Wind |  | 19.3 | HV | Scotland | Scotland |  |  | 200483.0 | 707563.0 | 2005
RWE Npower | Auchtertyre | Hydro | Natural Flow | No | Hydro |  | 0.6 | LV | Scotland | Scotland |  |  | 235422.0 | 729327.0 | 2000
RWE Npower | Bad a Cheo | Wind | Onshore | No | Wind |  | 26.65 | HV | Scotland | Scotland |  |  | 316615.0 | 948900.0 | 2018
RWE Npower | Bilbster | Wind | Onshore | No | Wind |  | 3.9 | LV | Scotland | Scotland |  |  | 327150.0 | 951850.0 | 2007
RWE Npower | Black Rock | Hydro | Natural Flow | No | Hydro |  | 3.5 | LV | Scotland | Scotland |  |  | 259900.0 | 866800.0 | 2012
RWE Npower | Bowbeat (Emly Bank) - RO | Wind | Onshore | No | Wind |  | 15.6 | LV | Scotland | Scotland |  |  | 329600.0 | 647500.0 | 2002
RWE Npower | Bowbeat (Roughside) - RO | Wind | Onshore | No | Wind |  | 15.6 | LV | Scotland | Scotland |  |  | 333000.0 | 646200.0 | 2002
RWE Npower | Bradwell | Wind | Onshore | No | Wind |  | 20.5 | LV | England | Eastern |  |  | 595000.0 | 205000.0 | 2013
RWE Npower | Braevallich | Hydro | Natural Flow | No | Hydro |  | 2.274 | LV | Scotland | Scotland |  |  | 196657.00008 | 706908.99997 | 2005
RWE Npower | Brechfa Forest West | Wind | Onshore | No | Wind |  | 57.4 | HV | Wales | Wales |  |  | 251493.0 | 233864.0 | 2018
RWE Npower | Burgar Hill | Wind | Onshore | No | Wind |  | 5 | LV | Scotland | Scotland |  |  | 334300.0 | 1026200.0 | 2006
RWE Npower | Butterwick Moor Circuit 1 | Wind | Onshore | No | Wind |  | 9.4 | LV | England | North East |  |  | 439000.0 | 530000.0 | 2011
RWE Npower | Butterwick Moor Circuit 2 | Wind | Onshore | No | Wind |  | 9.4 | LV | England | North East |  |  | 439000.0 | 530000.0 | 2011
RWE Npower | Camster | Wind | Onshore | No | Wind |  | 50 | LV | Scotland | Scotland |  |  | 325800.0 | 947400.0 | 2013
RWE Npower | Carnoch | Hydro | Natural Flow | No | Hydro |  | 1.35 | LV | Scotland | Scotland |  |  | 174589.83968400001 | 759870.61419600004 | 2009
RWE Npower | Cheshire | Fossil Fuel | Single cycle | No | Natural Gas |  | 40 | LV | England | North West | CH651AF |  |  |  | 2000
RWE Npower | Cia Aig | Hydro | Natural Flow | No | Hydro |  | 3 | LV | Scotland | Scotland |  |  | 217196.0 | 788748.0 | 2016
RWE Npower | Clocaenog Forest | Wind | Onshore | No | Wind |  | 96 | HV | Wales | Wales |  |  | 301568.0 | 359344.0 | 2019
RWE Npower | Cowes | Fossil Fuel | Single cycle | No | Diesel/Gas Oil |  | 140 | LV | England | South East | PO326JF |  | 448472.0 | 93554.0 | 1982
RWE Npower | Croesor | Hydro | Natural Flow | No | Hydro |  | 0.505 | LV | Wales | Wales |  |  | 264900.0 | 346000.0 | 1999
RWE Npower | Cwm Dyli | Hydro | Natural Flow | No | Hydro |  | 9.9 | LV | Wales | Wales |  |  | 257976.51233200001 | 360502.84342500003 | 2002
RWE Npower | Deucheran Hill (RO) | Wind | Onshore | No | Wind |  | 15.8 | LV | Scotland | Scotland |  |  | 177000.0 | 643000.0 | 2001
RWE Npower | Didcot B | Fossil Fuel | CCGT | No | Natural Gas |  | 1450 | HV | England | South East | OX117YS |  | 450666 | 192045 | 1998
RWE Npower | Didcot GT | Fossil Fuel | Single cycle | No | Diesel/Gas Oil |  | 100 | HV | England | South East | OX117YS |  | 450666 | 192045 | 1972
RWE Npower | Douglas Water | Hydro | Natural Flow | No | Hydro |  | 2.969 | LV | Scotland | Scotland |  |  | 204559.00006600001 | 706949.99997700006 | 2008
RWE Npower | Dulyn | Hydro | Natural Flow | No | Hydro |  | 0.505 | LV | Wales | Wales |  |  | 277754.0 | 368358.0 | 1998
RWE Npower | Galloper | Wind | Offshore | No | Wind |  | 352.8 | HV | England | Eastern |  | TM7796929898 | 646316.0 | 262379.0 | 2017
RWE Npower | Garnedd | Hydro | Natural Flow | No | Hydro |  | 0.56 | LV | Wales | Wales |  |  | 269641.31455499999 | 353035.80387900001 | 1990
RWE Npower | Garrogie | Hydro | Natural Flow | No | Hydro |  | 2.4 | LV | Scotland | Scotland |  |  | 250100.0 | 813300.0 | 2005
RWE Npower | Garry Gualach | Hydro | Natural Flow | No | Hydro |  | 0.78 | LV | Scotland | Scotland |  |  | 216600.0 | 799800.0 | 2002
RWE Npower | Glen Noe | Hydro | Natural Flow | No | Hydro |  | 2 | LV | Scotland | Scotland |  |  |  |  | 2021
RWE Npower | Glen Tarbert | Hydro | Natural Flow | No | Hydro |  | 0.85 | LV | Scotland | Scotland |  |  | 186600.0 | 760500.0 | 2000
RWE Npower | Goole Fields A | Wind | Onshore | No | Wind |  | 33 | HV | England | Yorkshire and Humber |  |  | 473487.0 | 419400.0 | 2013
RWE Npower | Goole Fields B | Wind | Onshore | No | Wind |  | 34.85 | HV | England | Yorkshire and Humber |  |  | 473632.0 | 420610.0 | 2016
RWE Npower | Great Eppleton (ex NFFO) | Wind | Onshore | No | Wind |  | 4.1 | LV | England | North East |  |  | 436900.0 | 548200.0 | 1997
RWE Npower | Great Eppleton RO | Wind | Onshore | No | Wind |  | 4.1 | LV | England | North East |  |  | 436900.0 | 548200.0 | 2010
RWE Npower | Great Yarmouth | Fossil Fuel | CCGT | No | Natural Gas |  | 420 | LV | England | Eastern | NR303PY |  | 652534.0 | 307744.0 | 2001
RWE Npower | Grimsby | Fossil Fuel | Single cycle | No | Natural Gas |  | 20 | LV | England | Yorkshire and Humber | DN312FW |  |  |  | 2018
RWE Npower | Grudie | Hydro | Natural Flow | No | Hydro |  | 2 | LV | Scotland | Scotland |  |  | 196459.0 | 867347.0 | 2017
RWE Npower | Gwynt y Mor | Wind | Offshore | No | Wind |  | 576 | HV | Wales | Wales |  | SH9482396924 | 292082.0 | 396482.0 | 2013
RWE Npower | Hameldon Hill | Wind | Onshore | No | Wind |  | 6 | LV | England | North West |  |  | 389495.0 | 432441.0 | 2006
RWE Npower | Hameldon Hill Extension | Wind | Onshore | No | Wind |  | 6 | LV | England | North West |  |  | 379914.0 | 430561.0 | 2013
RWE Npower | Hare Hill | Wind | Onshore | No | Wind |  | 2.3 | LV | England | North East |  |  | 442500.0 | 540500.0 | 2000
RWE Npower | Hare Hill RO | Wind | Onshore | No | Wind |  | 2.75 | LV | England | North East |  |  | 442500.0 | 540500.0 | 2004
RWE Npower | Haswell Moor Circuit 1 | Wind | Onshore | No | Wind |  | 5.15 | LV | England | North East |  |  | 438085.0 | 541365.0 | 2010
RWE Npower | Haswell Moor Circuit 2 | Wind | Onshore | No | Wind |  | 5.15 | LV | England | North East |  |  | 438085.0 | 541365.0 | 2010
RWE Npower | Hellrigg | Wind | Onshore | No | Wind |  | 9.2 | LV | England | North West |  |  | 313585.0 | 551775.0 | 2012
RWE Npower | High Head | Hydro | Natural Flow | No | Hydro |  | 17 | LV | Wales | Wales |  |  | 276927.54900200001 | 367625.06313700002 | 2002
RWE Npower | High Volts | Wind | Onshore | No | Wind |  | 2.3 | LV | England | North East |  |  | 445600.0 | 533500.0 | 2004
RWE Npower | High Volts RO | Wind | Onshore | No | Wind |  | 5.5 | LV | England | North East |  |  | 445200.0 | 533400.0 | 2004
RWE Npower | Holmside | Wind | Onshore | No | Wind |  | 2.3 | LV | England | North East |  |  | 420800.0 | 550300.0 | 2004
RWE Npower | Holmside RO | Wind | Onshore | No | Wind |  | 2.75 | LV | England | North East |  |  | 419500.0 | 552500.0 | 2004
RWE Npower | Humber Gateway | Wind | Offshore | No | Wind |  | 219 | HV | England | Yorkshire and Humber |  |  | 528439.0 | 411181.0 | 2015
RWE Npower | Hythe | Fossil Fuel | Single cycle | No | Natural Gas |  | 44 | LV | England | South East | SO453BP |  |  |  | 2005
RWE Npower | Inverbain | Hydro | Natural Flow | No | Hydro |  | 0.95 | LV | Scotland | Scotland |  |  | 178095.51863000001 | 856066.18485600001 | 2006
RWE Npower | Inverlael | Hydro | Natural Flow | No | Hydro |  | 2.5 | LV | Scotland | Scotland |  |  | 218208.41789700001 | 885467.82440599997 | 2009
RWE Npower | Kielder | Hydro | Natural Flow | No | Hydro |  | 6 | LV | England | North East |  |  | 369887.329501 | 587826.78962699999 | 2006
RWE Npower | Kiln Pit Hill | Wind | Onshore | No | Wind |  | 14 | LV | England | North East |  |  | 405590.0 | 554583.0 | 2011
RWE Npower | Kings Lynn | Fossil Fuel | CCGT | No | Natural Gas |  | 395 | LV | England | Eastern | PE343RD |  |  |  | 1997
RWE Npower | Knabs Ridge | Wind | Onshore | No | Wind |  | 16 | LV | England | Yorkshire and Humber |  |  | 423069.0 | 455946.0 | 2007
RWE Npower | Lindhurst | Wind | Onshore | No | Wind |  | 9 | LV | England | East Midlands |  |  | 456880.0 | 358150.0 | 2010
RWE Npower | Little Barford | Fossil Fuel | CCGT | No | Natural Gas |  | 723 | HV | England | Eastern | PE196YT |  | 519049.0 | 256838.0 | 1995
RWE Npower | Little Barford GT | Fossil Fuel | Single cycle | No | Diesel/Gas Oil |  | 17 | HV | England | East Midlands | PE196YT |  | 519049.0 | 256838.0 | 2006
RWE Npower | Little Cheyne Court | Wind | Onshore | No | Wind |  | 59.8 | LV | England | South East |  |  | 598310.0 | 122060.0 | 2008
RWE Npower | Lochelbank | Wind | Onshore | No | Wind |  | 9.6 | LV | Scotland | Scotland |  |  | 311440.0 | 713477.0 | 2010
RWE Npower | London Array | Wind | Offshore | No | Wind |  | 630 | HV | England | South East |  | TM459013 | 642078.0 | 197218.0 | 2013
RWE Npower | Low Head | Hydro | Natural Flow | No | Hydro |  | 14.98 | LV | Wales | Wales |  |  | 276927.54900200001 | 367625.06313700002 | 2002
RWE Npower | Maldie | Hydro | Natural Flow | No | Hydro |  | 4 | LV | Scotland | Scotland |  |  | 225150.0 | 934050.0 | 2013
RWE Npower | Markinch | Bioenergy | Bioenergy | Yes | Biomass |  | 65 | LV | Scotland | Scotland | KY76GU |  | 327988.0 | 701561.0 | 2014
RWE Npower | Middlemoor | Wind | Onshore | No | Wind |  | 54 | LV | England | North East |  |  | 414765.0 | 622786.0 | 2013
RWE Npower | Mynydd y Gwair | Wind | Onshore | No | Wind |  | 32.8 | HV | Wales | Wales |  |  | 265400.0 | 208320.0 | 2019
RWE Npower | North Hoyle | Wind | Offshore | No | Wind |  | 60 | LV | Wales | Wales |  | SJ0383892229 | 303823.0 | 392138.0 | 2004
RWE Npower | Novar 2 | Wind | Onshore | No | Wind |  | 36.8 | HV | Scotland | Scotland |  |  | 255500.0 | 871500.0 | 2012
RWE Npower | Out Newton (RO) | Wind | Onshore | No | Wind |  | 9.1 | LV | England | Yorkshire and Humber |  |  | 538800.0 | 421200.0 | 2002
RWE Npower | Pembroke | Fossil Fuel | CCGT | No | Natural Gas |  | 2199 | HV | Wales | Wales | SA715SS |  | 193370.0 | 200137.0 | 2012
RWE Npower | Rampion | Wind | Offshore | No | Wind |  | 400.2 | HV | England | South East |  |  | 525000.0 | 95000.0 | 2018
RWE Npower | Rhyd y Groes | Wind | Onshore | No | Wind |  | 6.6 | LV | Wales | Wales |  |  | 238500.0 | 393000.0 | 1992
RWE Npower | Rhyl Flats | Wind | Offshore | No | Wind |  | 90 | LV | Wales | Wales |  | SH9024488299 | 290990.0 | 388002.0 | 2009
RWE Npower | River E | Hydro | Natural Flow | No | Hydro |  | 3 | LV | Scotland | Scotland |  |  | 251359.39736199999 | 818186.72195299994 | 2008
RWE Npower | Robin Rigg East | Wind | Offshore | No | Wind |  | 84 | HV | Scotland | Scotland |  |  | 291005.0 | 542348.0 | 2010
RWE Npower | Robin Rigg West | Wind | Offshore | No | Wind |  | 90 | HV | Scotland | Scotland |  |  | 288785.0 | 540522.0 | 2010
RWE Npower | Rosehall | Wind | Onshore | No | Wind |  | 24.7 | LV | Scotland | Scotland |  |  | 249550.0 | 903550.0 | 2013
RWE Npower | Scroby Sands | Wind | Offshore | No | Wind |  | 60 | LV | England | Eastern |  |  | 656417.0 | 311874.0 | 2004
RWE Npower | Seal Sands | Fossil Fuel | CCGT | No | Natural Gas |  | 55 | LV | England | North East | TS21FB |  |  |  | 1999
RWE Npower | Selset | Hydro | Natural Flow | No | Hydro |  | 0.75 | LV | England | North East |  |  | 390300.0 | 521200.0 | 2010
RWE Npower | Stags Holt | Wind | Onshore | No | Wind |  | 20 | LV | England | Eastern |  |  | 544000.0 | 299000.0 | 2007
RWE Npower | Staythorpe | Fossil Fuel | CCGT | No | Natural Gas |  | 1772 | HV | England | East Midlands | NG235RQ |  | 475532.0 | 351265.0 | 2010
RWE Npower | The Hollies | Wind | Onshore | No | Wind |  | 2.6 | LV | England | East Midlands |  |  | 549995.0 | 362998.0 | 2008
RWE Npower | Triton Knoll | Wind | Offshore | No | Wind |  | 857 | HV | England | North East |  |  |  |  | 2021
RWE Npower | Tween Bridge | Wind | Onshore | No | Wind |  | 44 | LV | England | Yorkshire and Humber |  |  | 469324.0 | 416182.0 | 2012
Scira Offshore Energy | Dudgeon BMU 1 | Wind | Offshore | No | Wind |  | 108 | HV | England | Eastern |  |  | 575000.0 | 361000.0 | 2017
Scira Offshore Energy | Dudgeon BMU 2 | Wind | Offshore | No | Wind |  | 90 | HV | England | Eastern |  |  | 575000.0 | 361000.0 | 2017
Scira Offshore Energy | Dudgeon BMU 3 | Wind | Offshore | No | Wind |  | 102 | HV | England | Eastern |  |  | 575000.0 | 361000.0 | 2017
Scira Offshore Energy | Dudgeon BMU 4 | Wind | Offshore | No | Wind |  | 102 | HV | England | Eastern |  |  | 575000.0 | 361000.0 | 2017
Scira Offshore Energy | Hywind BMU 1 | Wind | Offshore | No | Wind |  | 30 | HV | Scotland | Scotland |  |  | 433500.0 | 846500.0 | 2017
Scira Offshore Energy | Sheringham Shoal BMU 1 | Wind | Offshore | No | Wind |  | 158 | HV | England | Eastern |  |  | 610671.0 | 364425.0 | 2012
Scira Offshore Energy | Sheringham Shoal BMU 2 | Wind | Offshore | No | Wind |  | 158 | HV | England | Eastern |  |  | 610671.0 | 364425.0 | 2012
Scottish Power | Arecleoch | Wind | Onshore | No | Wind |  | 120 | HV | Scotland | Scotland | KA260SJ |  | 221500.0 | 578500.0 | 2010
Scottish Power | Beinn an Tuirc I | Wind | Onshore | No | Wind |  | 29.7 | LV | Scotland | Scotland | PA286QY |  | 173950.0 | 636900.0 | 2002
Scottish Power | Beinn an Tuirc II | Wind | Onshore | No | Wind |  | 43.7 | HV | Scotland | Scotland | PA286QY |  | 173950.0 | 636900.0 | 2012
Scottish Power | Beinn an Tuirc III | Wind | Onshore | No | Wind |  | 49.95 | HV | Scotland | Scotland | PA286QY |  | 173950 | 636900 | 2021
Scottish Power | Beinn Tharsuinn | Wind | Onshore | No | Wind |  | 29.75 | HV | Scotland | Scotland | IV191LH |  | 261700.0 | 881900.0 | 2005
Scottish Power | Black Law I | Wind | Onshore | No | Wind |  | 124.2 | HV | Scotland | Scotland | ML118BW |  | 290998.0 | 653991.0 | 2005
Scottish Power | Black Law II | Wind | Onshore | No | Wind |  | 63.43 | HV | Scotland | Scotland | ML118EW |  | 289500.0 | 653500.0 | 2016
Scottish Power | Callagheen | Wind | Onshore | No | Wind |  | 16.9 | LV | Northern Ireland | Northern Ireland | BT934AL |  | 10820.0 | 521167.0 | 2006
Scottish Power | Carland Cross PV | Solar | PV | No | Solar |  | 10 | LV | England | South West | TR85JB |  |  |  | 2022
Scottish Power | Carland Cross RP | Wind | Onshore | No | Wind |  | 20 | LV | England | South West | TR85JB |  | 184500.0 | 54500.0 | 2013
Scottish Power | Clachan Flats | Wind | Onshore | No | Wind |  | 15.03 | HV | Scotland | Scotland | PA268BJ |  | 217950.0 | 714520.0 | 2009
Scottish Power | Coal Clough RP | Wind | Onshore | No | Wind |  | 16 | LV | England | North West | BB104RR |  | 390207.0 | 428154.0 | 2014
Scottish Power | Coldham | Wind | Onshore | No | Wind |  | 16 | LV | England | Eastern | PE14OLX |  | 525748.0 | 299048.0 | 2005
Scottish Power | Corkey | Wind | Onshore | No | Wind |  | 5 | LV | Northern Ireland | Northern Ireland | BT449JB |  | 126222.0 | 580523.0 | 1995
Scottish Power | Cruach Mhor | Wind | Onshore | No | Wind |  | 29.75 | LV | Scotland | Scotland | PA223AE |  | 203500.0 | 687500.0 | 2004
Scottish Power | Dersalloch | Wind | Onshore | No | Wind |  | 69 | HV | Scotland | Scotland | KA197NJ |  | 242500.0 | 603500.0 | 2016
Scottish Power | Dun Law I | Wind | Onshore | No | Wind |  | 17.16 | LV | Scotland | Scotland | TD26RA |  | 344600.0 | 657500.0 | 2000
Scottish Power | Dun Law II | Wind | Onshore | No | Wind |  | 29.75 | HV | Scotland | Scotland | TD26RA |  | 346582.0 | 657530.0 | 2009
Scottish Power | EA1 | Wind | Offshore | No | Wind |  | 714 | HV | England | Eastern |  |  |  |  | 2019
Scottish Power | Elliot's Hill | Wind | Onshore | No | Wind |  | 5 | LV | Northern Ireland | Northern Ireland | BT390TD |  | 134974.0 | 546006.0 | 1995
Scottish Power | Ewe Hill I | Wind | Onshore | No | Wind |  | 13.8 | LV | Scotland | Scotland | DG112QG |  | 315000.0 | 580000.0 | 2016
Scottish Power | Ewe Hill II | Wind | Onshore | No | Wind |  | 36.8 | HV | Scotland | Scotland | DG112QG |  | 315000.0 | 580000.0 | 2017
Scottish Power | Glenapp | Wind | Onshore | No | Wind |  | 22 | HV | Scotland | Scotland | KA260PG |  | 208000.0 | 573000.0 | 2017
Scottish Power | Green Knowes | Wind | Onshore | No | Wind |  | 27 | LV | Scotland | Scotland | FK147YJ |  | 296850.0 | 707550.0 | 2008
Scottish Power | Hagshaw Hill I | Wind | Onshore | No | Wind |  | 15.6 | LV | Scotland | Scotland | ML110RR |  | 278980.0 | 630740.0 | 1996
Scottish Power | Hagshaw Hill II | Wind | Onshore | No | Wind |  | 26 | LV | Scotland | Scotland | ML110RR |  | 278965.0 | 630750.0 | 2008
Scottish Power | Halsary | Wind | Onshore | No | Wind |  | 30 | HV | Scotland | Scotland | KW126UW |  |  |  | 2020
Scottish Power | Hare Hill I | Wind | Onshore | No | Wind |  | 13.2 | LV | Scotland | Scotland | KA184NW |  | 265320.0 | 609703.0 | 2000
Scottish Power | Hare Hill II | Wind | Onshore | No | Wind |  | 29.75 | HV | Scotland | Scotland | KA184NW |  | 265931.0 | 613982.0 | 2016
Scottish Power | Harestanes | Wind | Onshore | No | Wind |  | 136 | HV | Scotland | Scotland | DG111TU |  | 300000.0 | 595000.0 | 2013
Scottish Power | Kilgallioch | Wind | Onshore | No | Wind |  | 239 | HV | Scotland | Scotland | KA260RF |  | 223000.0 | 578000.0 | 2016
Scottish Power | Lynemouth | Wind | Onshore | No | Wind |  | 26 | LV | England | North East | NB639AT |  | 429400.0 | 589799.0 | 2012
Scottish Power | Mark Hill | Wind | Onshore | No | Wind |  | 56 | HV | Scotland | Scotland | KA260PX |  | 225000.0 | 585000.0 | 2011
Scottish Power | Middleton | Wind | Onshore | No | Wind |  | 12 | LV | Scotland | Scotland | G776PZ |  | 253158.0 | 656019.0 | 2013
Scottish Power | P&L | Wind | Onshore | No | Wind |  | 30.6 | LV | Wales | Wales | SY164BP |  | 302860.0 | 288543.0 | 1993
Scottish Power | Rigged Hill | Wind | Onshore | No | Wind |  | 5 | LV | Northern Ireland | Northern Ireland | BT490QJ |  | 90731.0 | 589745.0 | 1995
Scottish Power | Wether Hill | Wind | Onshore | No | Wind |  | 18.2 | LV | Scotland | Scotland | DG73UG |  | 270000.0 | 594000.0 | 2007
Scottish Power | Whitelee | Wind | Onshore | No | Wind |  | 322 | HV | Scotland | Scotland | KA36EX |  | 256800.0 | 645435.0 | 2007
Scottish Power | Whitelee II | Wind | Onshore | No | Wind |  | 217.02 | HV | Scotland | Scotland | KA36EX |  | 254220.0 | 640867.0 | 2012
Scottish Power | Wolf Bog | Wind | Onshore | No | Wind |  | 10 | LV | Northern Ireland | Northern Ireland | BT390TD |  | 137865.0 | 553129.0 | 2008
Sembcorp Utilities | Wilton 10 Biomass | Bioenergy | Bioenergy | Yes | Biomass |  | 33.276 | HV | England | North East | TS908WS |  | 456536.0 | 520395.0 | 2007
Sembcorp Utilities | Wilton 11 | Bioenergy | Bioenergy | No | MSW |  | 49 | HV | England | North East |  |  | 458191.0 | 520347.0 | 2016
Sembcorp Utilities | Wilton International | Fossil Fuel | Conventional steam | Yes | Natural Gas | Oil | 120 | HV | England | North East | TS908WS |  | 458275.0 | 517359.0 | 1952
SSE Group | Achanalt Power Station - A | Hydro | Natural Flow | No | Hydro |  | 3.1 | LV | Scotland | Scotland |  | NH309620 | 225895.0 | 861615.0 | 1956
SSE Group | Achany Windfarm | Wind | Onshore | No | Wind |  | 38 | LV | Scotland | Scotland |  | NC480018 | 252350.0 | 904150.0 | 2010
SSE Group | Aigas Power Station - A,E | Hydro | Natural Flow | No | Hydro |  | 20 | HV | Scotland | Scotland |  | NH474437 | 247395.0 | 843655.0 | 1962
SSE Group | Allt Na Lairige Power Station | Hydro | Natural Flow | No | Hydro |  | 6 | LV | Scotland | Scotland |  | NN231164 | 220655.0 | 714679.0 | 1956
SSE Group | Arnish | Fossil Fuel | Single Cycle | No | Diesel/Gas Oil |  | 10 | HV | Scotland | Scotland |  |  | 142229.0 | 930499.0 | 2000
SSE Group | Artfield Fell Windfarm - A,C | Wind | Onshore | No | Wind |  | 28.6 | LV | Scotland | Scotland |  | NX236659 | 223005.0 | 567000.0 | 2005
SSE Group | Awe Barrage - A | Hydro | Natural Flow | No | Hydro |  | 0.886 | LV | Scotland | Scotland |  | NN046287 | 202987.0 | 729485.0 | 1956
SSE Group | Barra | Fossil Fuel | Single Cycle | No | Diesel/Gas Oil |  | 2.5 | HV | Scotland | Scotland | HS95YA |  | 71706.0 | 803309.0 | 1986
SSE Group | Beannachran Dam - A | Hydro | Natural Flow | No | Hydro |  | 0.16 | LV | Scotland | Scotland |  | NN325394 | 233926.125814 | 831784.38433300005 | 1951
SSE Group | Beatrice Offshore windfarm | Wind | Offshore | No | Wind |  | 588 | HV | Scotland | Scotland |  | ND500486 | 344074.0 | 911416.0 | 2018
SSE Group | Bessy Bell Windfarm | Wind | Onshore | No | Wind |  | 5 | LV | Northern Ireland | Northern Ireland | BT784EZ |  | 49687.0 | 547922.0 | 1995
SSE Group | Bessy Bell Windfarm (NI) Limited | Wind | Onshore | No | Wind |  | 9 | LV | Northern Ireland | Northern Ireland | H395815 |  | 51953.0 | 543825.0 | 2008
SSE Group | Bhlaraidh Wind Farm | Wind | Onshore | No | Wind |  | 110.4 | HV | Scotland | Scotland |  | NH369203 | 238277.0 | 816488.0 | 2017
SSE Group | Bowmore | Fossil Fuel | Single Cycle | No | Diesel/Gas Oil |  | 6 | HV | Scotland | Scotland | PA437LL |  | 132024.0 | 660214.0 | 1946
SSE Group | Burghfield | Fossil Fuel | Single cycle | No | Natural Gas |  | 50 | HV | England | South East | RG303UW |  | 466926.0 | 166323.0 | 1998
SSE Group | Cashlie Power Station - A,C | Hydro | Natural Flow | No | Hydro |  | 11 | LV | Scotland | Scotland |  | NN507421 | 248530.0 | 741735.0 | 1959
SSE Group | Cassley Power Station - A,C,E | Hydro | Natural Flow | No | Hydro |  | 10 | LV | Scotland | Scotland |  | NC396232 | 247325.0 | 901540.0 | 1959
SSE Group | Cathkin Braes Wind Farm | Wind | Onshore | No | Wind |  | 3 | LV | Scotland | Scotland |  | NS612582 | 261220.0 | 658203.0 | 2013
SSE Group | Ceannacroc Compensation Generator | Hydro | Natural Flow | No | Hydro |  | 3.5 | LV | Scotland | Scotland |  | NH224108 | 222745.0 | 810690.0 | 1956
SSE Group | Ceannacroc Power Station - A, E | Hydro | Natural Flow | No | Hydro |  | 16.5 | LV | Scotland | Scotland |  | NH224108 | 222745.0 | 810690.0 | 1956
SSE Group | Chickerell | Fossil Fuel | Single cycle | No | Natural Gas |  | 50 | HV | England | South West | DT49XH |  | 364051.0 | 80933.0 | 1998
SSE Group | Chippenham | Fossil Fuel | Single cycle | No | Natural Gas |  | 10.07 | HV | England | South West | SN151RS |  | 391412.0 | 173455.0 | 2002
SSE Group | Chliostair Power Station - A,C | Hydro | Natural Flow | No | Hydro |  | 1.32 | LV | Scotland | Scotland |  | NB059092 | 120328.967017 | 908665.53669900005 | 1960
SSE Group | Clachan | Hydro | Natural Flow | No | Hydro |  | 40 | LV | Scotland | Scotland |  | NN192133 | 148598.006933 | 866496.66653699998 | 1955
SSE Group | Cladach Dam | Hydro | Natural Flow | No | Hydro |  | 0.22 | LV | Scotland | Scotland |  | NS014376 | 219715.0 | 595201.0 | 1949
SSE Group | Cluanie Dam - A | Hydro | Natural Flow | No | Hydro |  | 0.32 | LV | Scotland | Scotland |  | NH185099 | 218164.204031 | 809842.51726600004 | 1956
SSE Group | Clunie | Hydro | Natural Flow | No | Hydro |  | 61.2 | HV | Scotland | Scotland | PH165NF |  | 293345.89585299999 | 757790.00295600004 | 1950
SSE Group | Clunie Dam - A | Hydro | Natural Flow | No | Hydro |  | 0.175 | LV | Scotland | Scotland |  | NN884603 | 293345.89585299999 | 757790.00295600004 | 1950
SSE Group | Clyde Windfarm (Central) | Wind | Onshore | No | Wind |  | 195.9 | LV | Scotland | Scotland |  | NS987202 | 302500.0 | 622500.0 | 2011
SSE Group | Clyde Windfarm (North) | Wind | Onshore | No | Wind |  | 197.7 | LV | Scotland | Scotland |  | NS985240 | 302500.0 | 627500.0 | 2012
SSE Group | Clyde Windfarm (South) | Wind | Onshore | No | Wind |  | 128.8 | LV | Scotland | Scotland |  | NS982134 | 302500.0 | 617500.0 | 2011
SSE Group | Cuaich Power Station - A,C | Hydro | Natural Flow | No | Hydro |  | 2.5 | LV | Scotland | Scotland |  | NN574868 | 263487.841273 | 784203.521908 | 1959
SSE Group | Culligran Comp Set - A,C,E | Hydro | Natural Flow | No | Hydro |  | 2 | HV | Scotland | Scotland |  | NH378405 | 231877.310669 | 839888.30312599998 | 1962
SSE Group | Culligran Power Station Unit 2 - A | Hydro | Natural Flow | No | Hydro |  | 17.1 | HV | Scotland | Scotland |  | NH378405 | 231877.310669 | 839888.30312599998 | 1962
SSE Group | Dalchonize Power Station-A,C | Hydro | Natural Flow | No | Hydro |  | 4 | LV | Scotland | Scotland |  | NN740220 | 274035.0 | 721990.0 | 1958
SSE Group | Deanie | Hydro | Natural Flow | No | Hydro |  | 38 | HV | Scotland | Scotland | IV47JX |  | 219200.00004499999 | 710099.99998600001 | 1963
SSE Group | Drumderg Windfarm | Wind | Onshore | No | Wind |  | 36.8 | LV | Scotland | Scotland |  | NO180538 | 324500.0 | 748500.0 | 2008
SSE Group | Duchally Power Station - A,C,E | Hydro | Natural Flow | No | Hydro |  | 0.45 | LV | Scotland | Scotland |  | NC368203 | 238694.128218 | 916750.91899200005 | 1959
SSE Group | Dundreggan Dam A | Hydro | Natural Flow | No | Hydro |  | 0.16 | LV | Scotland | Scotland |  | NH357156 | 231413.082559 | 813651.70164300001 | 1953
SSE Group | Dunmaglass Wind Farm | Wind | Onshore | No | Wind |  | 94.05 | HV | Scotland | Scotland |  | NH609227 | 264000.0 | 820120.0 | 2016
SSE Group | Errochty | Hydro | Natural Flow | No | Hydro |  | 75 | HV | Scotland | Scotland | PH165SD |  | 280853.25648699998 | 765408.19507100002 | 1955
SSE Group | Fairburn Windfarm | Wind | Onshore | No | Wind |  | 40 | LV | Scotland | Scotland |  | NH426534 | 242550.0 | 852250.0 | 2009
SSE Group | Fasnakyle | Hydro | Natural Flow | No | Hydro |  | 69 | HV | Scotland | Scotland |  | NH319296 | 226977.973512 | 827215.18281999999 | 1951
SSE Group | Fasnakyle Compensation Generator - A, C | Hydro | Natural Flow | No | Hydro |  | 7.701 | LV | Scotland | Scotland |  | NH319296 | 226977.973512 | 827215.18281999999 | 2006
SSE Group | Finlarig Power Station - A,G | Hydro | Natural Flow | No | Hydro |  | 16.5 | HV | Scotland | Scotland |  | NN585345 | 257077.347893 | 733907.81862599996 | 1955
SSE Group | Foyers Falls Power Station | Hydro | Natural Flow | No | Hydro |  | 5.2 | LV | Scotland | Scotland |  | NH497210 | 249845.0 | 820010.0 | 1968
SSE Group | Gaur Power Station - A | Hydro | Natural Flow | No | Hydro |  | 7.9 | LV | Scotland | Scotland |  | NN464579 | 247261.333874 | 757140.631283 | 1953
SSE Group | Gisla Power Station - A | Hydro | Natural Flow | No | Hydro |  | 0.72 | LV | Scotland | Scotland |  | NB129258 | 113291.038795 | 926162.88476399996 | 1960
SSE Group | Glendoe Hydro Power Station | Hydro | Natural Flow | No | Hydro |  | 100 | HV | Scotland | Scotland |  | NH406079 | 238719.406541 | 808777.04899200005 | 2008
SSE Group | Glenmoriston | Hydro | Natural Flow | No | Hydro |  | 37 | HV | Scotland | Scotland | IV36YH |  | 230869.824876 | 812928.10700800002 | 1957
SSE Group | Gordonbush Ext | Wind | Onshore | No | Wind |  | 47.3 | HV | Scotland | Scotland |  |  |  |  | 2021
SSE Group | Gordonbush Wind Farm | Wind | Onshore | No | Wind |  | 70 | HV | Scotland | Scotland |  | NC826113 | 284500.0 | 909500.0 | 2011
SSE Group | Greater Gabbard | Wind | Offshore | No | Wind |  | 504 | HV | England | Eastern |  | TM714315 | 670237.0 | 231640.0 | 2011
SSE Group | Griffin Wind Farm | Wind | Onshore | No | Wind |  | 188.6 | HV | Scotland | Scotland |  | NN910427 | 293600.0 | 744600.0 | 2011
SSE Group | Grudie Bridge Power Station - A, G | Hydro | Natural Flow | No | Hydro |  | 18.66 | LV | Scotland | Scotland |  | NH310624 | 231315.68004800001 | 862293.36975099996 | 1950
SSE Group | Hadyard Hill Windfarm - A,C | Wind | Onshore | No | Wind |  | 119.8 | HV | Scotland | Scotland |  | NX279982 | 227133.0 | 597446.0 | 2005
SSE Group | Inverawe | Hydro | Natural Flow | No | Hydro |  | 25 | LV | Scotland | Scotland | PA351HQ |  | 202299.54597899999 | 730929.48161799996 | 1963
SSE Group | Invergarry Dam - A, E | Hydro | Natural Flow | No | Hydro |  | 0.24 | LV | Scotland | Scotland |  | NH319413 | 238862.965222 | 809324.00929800002 | 2003
SSE Group | Invergarry Power Station - A,E | Hydro | Natural Flow | No | Hydro |  | 19.975 | HV | Scotland | Scotland |  | NH319013 | 231930.0 | 801320.0 | 1956
SSE Group | Keadby | Fossil Fuel | CCGT | No | Natural Gas |  | 735 | HV | England | East Midlands | DN173EF |  | 483280.0 | 411671.0 | 1982
SSE Group | Keadby Wind Farm | Wind | Onshore | No | Wind |  | 68 | LV | England | Yorkshire and Humber |  | SE829126 | 481890.0 | 413515.0 | 2013
SSE Group | Kerry Falls Power Station | Hydro | Natural Flow | No | Hydro |  | 1.25 | LV | Scotland | Scotland |  | NG829720 | 181231.12067100001 | 875180.63170899998 | 1951
SSE Group | Kilmelford Compset A,C | Hydro | Natural Flow | No | Hydro |  | 0.082 | LV | Scotland | Scotland |  | NM541144 | 183921.68693900001 | 712587.00644599996 | 1956
SSE Group | Kilmelford Power Station - A, C, | Hydro | Natural Flow | No | Hydro |  | 2 | LV | Scotland | Scotland |  | NM541144 | 183921.68693900001 | 712587.00644599996 | 1956
SSE Group | Kilmorack Power Station -A,E | Hydro | Natural Flow | No | Hydro |  | 20 | HV | Scotland | Scotland |  | NH494442 | 249410.0 | 844225.0 | 1962
SSE Group | Kingairloch Power Station - A,C | Hydro | Natural Flow | No | Hydro |  | 3.5 | LV | Scotland | Scotland |  | NM810547 | 184177.03533499999 | 752489.46736999997 | 2005
SSE Group | Kirkwall | Fossil Fuel | Single Cycle | No | Diesel/Gas Oil |  | 16 | HV | Scotland | Scotland | KW151AN |  | 344667.0 | 1010985.0 | 1952
SSE Group | Lairg Power Station | Hydro | Natural Flow | No | Hydro |  | 3.5 | LV | Scotland | Scotland |  | NC575070 | 249712.919287 | 916014.00856600003 | 1959
SSE Group | Lednock Power Station - A | Hydro | Natural Flow | No | Hydro |  | 3 | LV | Scotland | Scotland |  | NN698304 | 276730.0 | 722040.0 | 1961
SSE Group | Lerwick | Fossil Fuel | Single cycle | No | Diesel/Gas Oil |  | 67 | LV | Scotland | Scotland | ZE10PS |  | 446456.0 | 1142790.0 | 1953
SSE Group | Livishie Power Station - A | Hydro | Natural Flow | No | Hydro |  | 15 | LV | Scotland | Scotland |  | NH353160 | 240245.0 | 817495.0 | 1962
SSE Group | Loch Carnan | Fossil Fuel | Single Cycle | No | Diesel/Gas Oil |  | 11 | HV | Scotland | Scotland |  |  | 83233.0 | 842636.0 | 1972
SSE Group | Loch Dubh | Hydro | Natural Flow | No | Hydro |  | 1.2 | LV | Scotland | Scotland |  | NC149012 | 213243.84406900001 | 901138.944043 | 1954
SSE Group | Loch Ericht Power Station - A | Hydro | Natural Flow | No | Hydro |  | 2.2 | LV | Scotland | Scotland |  | NN553728 | 262079.87718099999 | 783677.43128999998 | 1962
SSE Group | Loch Gair Power Station - A,C | Hydro | Natural Flow | No | Hydro |  | 6 | LV | Scotland | Scotland |  | NR925908 | 192865.0 | 691305.0 | 1961
SSE Group | Lochay | Hydro | Natural Flow | No | Hydro |  | 46 | HV | Scotland | Scotland |  | NN545350 | 256968.202407 | 734182.06732699997 | 1958
SSE Group | Lochay Compensation Generator | Hydro | Natural Flow | No | Hydro |  | 2 | LV | Scotland | Scotland |  | NN545350 | 258746.51913299999 | 733924.38001600001 | 1958
SSE Group | Lochay Fish Pass Generator - C | Hydro | Natural Flow | No | Hydro |  | 0.054 | LV | Scotland | Scotland |  | NN545350 | 256968.202407 | 734182.06732699997 | 1958
SSE Group | Loyne Power Station - A,C | Hydro | Natural Flow | No | Hydro |  | 0.55 | LV | Scotland | Scotland |  | NH200079 | 228554.88977000001 | 813307.01867400005 | 1956
SSE Group | Lubreoch Power Station - A | Hydro | Natural Flow | No | Hydro |  | 4 | LV | Scotland | Scotland |  | NN454418 | 245250.958315 | 741685.36456999998 | 1958
SSE Group | Luichart | Hydro | Natural Flow | No | Hydro |  | 34 | HV | Scotland | Scotland | IV149EW |  | 231809.687121 | 862261.33658100001 | 1954
SSE Group | Luichart Dam - A | Hydro | Natural Flow | No | Hydro |  | 0.085 | LV | Scotland | Scotland |  | NH389579 | 232652.83906500001 | 862232.74855599995 | 1954
SSE Group | Lussa Power Station - A | Hydro | Natural Flow | No | Hydro |  | 2.4 | LV | Scotland | Scotland |  | NR735261 | 176153.721105 | 625756.90955900005 | 1952
SSE Group | Medway | Fossil Fuel | CCGT | No | Natural Gas |  | 755 | HV | England | South East | ME30AG |  | 586916.0 | 174008.0 | 1995
SSE Group | Meig Dam | Hydro | Natural Flow | No | Hydro |  | 0.076 | LV | Scotland | Scotland |  | NH375560 | 237124.664659 | 855942.36082399997 | 1954
SSE Group | Misgeach Power Station - A | Hydro | Natural Flow | No | Hydro |  | 0.35 | LV | Scotland | Scotland |  | NH183381 | 229571.01829800001 | 838608.37607100001 | 1963
SSE Group | Morar Power Station - A,C | Hydro | Natural Flow | No | Hydro |  | 0.75 | LV | Scotland | Scotland |  | NM682922 | 168582.025887 | 792663.62937500002 | 1950
SSE Group | Mossford Power Station - A,G | Hydro | Natural Flow | No | Hydro |  | 18.66 | HV | Scotland | Scotland |  | NH330633 | 233010.426393 | 863187.36691300001 | 1957
SSE Group | Mucomir Power Station | Hydro | Natural Flow | No | Hydro |  | 1.9 | LV | Scotland | Scotland |  | NN183838 | 218350.0 | 783900.0 | 1962
SSE Group | Mullardoch Power Station - A,C | Hydro | Natural Flow | No | Hydro |  | 2.4 | LV | Scotland | Scotland |  | NH223310 | 222860.0 | 831415.0 | 1955
SSE Group | Nant Power Station - A,E | Hydro | Natural Flow | No | Hydro |  | 15 | HV | Scotland | Scotland |  | NN016207 | 203606.80395999999 | 723291.404201 | 1963
SSE Group | Nostie Bridge Power Station - A | Hydro | Natural Flow | No | Hydro |  | 1.3 | LV | Scotland | Scotland |  | NH852274 | 185143.85883700001 | 826708.608687 | 1950
SSE Group | Orrin Dam - A | Hydro | Natural Flow | No | Hydro |  | 0.256 | LV | Scotland | Scotland |  | NH403503 | 245505.394088 | 856091.61578800005 | 2002
SSE Group | Orrin Power Station- A | Hydro | Natural Flow | No | Hydro |  | 18 | HV | Scotland | Scotland |  | NH436546 | 246905.0 | 851695.0 | 1959
SSE Group | Peterhead | Fossil Fuel | CCGT | No | Natural Gas |  | 1180 | HV | Scotland | Scotland | AB423BZ |  | 412790.0 | 843093.0 | 1980
SSE Group | Pitlochry Compensation Generation - A | Hydro | Natural Flow | No | Hydro |  | 0.059 | LV | Scotland | Scotland |  | NN936577 | 293500.038046 | 757752.01422899996 | 1950
SSE Group | Pitlochry Power Station - A | Hydro | Natural Flow | No | Hydro |  | 15 | HV | Scotland | Scotland |  | NN936577 | 293515.0 | 757730.0 | 1950
SSE Group | Quoich Dam - A | Hydro | Natural Flow | No | Hydro |  | 0.32 | LV | Scotland | Scotland |  | NH071023 | 216881.84323299999 | 800852.89049599995 | 1955
SSE Group | Quoich Power Station - A, E, G | Hydro | Natural Flow | No | Hydro |  | 18.05 | LV | Scotland | Scotland |  | NH107012 | 216881.8432 | 800852.89049999998 | 1955
SSE Group | Rannoch | Hydro | Natural Flow | No | Hydro |  | 45 | LV | Scotland | Scotland | PH173QP |  | 265618.90567399998 | 758237.41850399994 | 1930
SSE Group | River Cuileig | Hydro | Natural Flow | No | Hydro |  | 3.3 | LV | Scotland | Scotland |  | NH193789 | 219300.0 | 878900.0 | 2002
SSE Group | Shin Diversion Dam - A | Hydro | Natural Flow | No | Hydro |  | 0.1 | LV | Scotland | Scotland |  | NC582051 | 257261.32734300001 | 897258.47946900001 | 1958
SSE Group | Shin Power Station-A,G | Hydro | Natural Flow | No | Hydro |  | 18.62 | LV | Scotland | Scotland |  | NH574974 | 257261.32734300001 | 897258.47946900001 | 1958
SSE Group | Slieve Kirk Windfarm | Wind | Onshore | No | Wind |  | 73.6 | HV | Northern Ireland | Northern Ireland | BT473RL |  | 61258.0 | 571215.0 | 2011
SSE Group | Slough Heat & Power | Bioenergy | Bioenergy | Yes | Biomass |  | 35 | LV | England | South East | SL14TT |  | 495316.0 | 181476.0 | 2014
SSE Group | Sloy | Hydro | Natural Flow | No | Hydro |  | 152.5 | HV | Scotland | Scotland | G837DP |  | 232178.80345499999 | 709714.41867299995 | 1950
SSE Group | Spurness Wind Farm II | Wind | Onshore | No | Wind |  | 10 | LV | Scotland | Scotland |  | HY606356 | 360531.0 | 1033828.0 | 2012
SSE Group | Sron Mor Power Station - A,C | Hydro | Natural Flow | No | Hydro |  | 5 | LV | Scotland | Scotland |  | NN161201 | 264850.0 | 798415.0 | 1957
SSE Group | SSE Arena Belfast | Solar | PV | No | Solar |  | 0.41992 | LV | Northern Ireland | Northern Ireland |  | NW473302 | 147232.0 | 530243.0 | 2017
SSE Group | St Fillans Power Station - A, G | Hydro | Natural Flow | No | Hydro |  | 16.83 | LV | Scotland | Scotland |  | NN691246 | 269101.60388900002 | 724133.42061899998 | 1957
SSE Group | Stornoway | Fossil Fuel | Single Cycle | No | Diesel/Gas Oil |  | 23 | HV | Scotland | Scotland |  |  | 143150.0 | 932158.0 | 1952
SSE Group | Storr Lochs Power Station - A | Hydro | Natural Flow | No | Hydro |  | 2.4 | LV | Scotland | Scotland |  | NG515527 | 147915.64170899999 | 843505.35491899995 | 1952
SSE Group | Strathy North | Wind | Onshore | No | Wind |  | 66 | HV | Scotland | Scotland |  | NC820598 | 281550.0 | 957550.0 | 2015
SSE Group | Striven Power Station - A | Hydro | Natural Flow | No | Hydro |  | 8 | LV | Scotland | Scotland |  | NS056840 | 205595.0 | 683990.0 | 1951
SSE Group | Stronelairg Wind Farm | Wind | Onshore | No | Wind |  | 227.7 | HV | Scotland | Scotland |  | NH526030 | 247166.0 | 806833.0 | 2018
SSE Group | Stronuich Power Station - A | Hydro | Natural Flow | No | Hydro |  | 0.18 | LV | Scotland | Scotland |  | NN507419 | 250616.896446 | 742103.88824100001 | 1957
SSE Group | Tangy Wind Farm - A | Wind | Onshore | No | Wind |  | 18.52 | LV | Scotland | Scotland |  | NR685282 | 167373.0 | 626330.0 | 2002
SSE Group | Thatcham | Fossil Fuel | Single cycle | No | Diesel/Gas Oil |  | 9 | HV | England | South East | RG194PP |  | 451330.0 | 157079.0 | 1994
SSE Group | Tievenameenta Wind Farm | Wind | Onshore | No | Wind |  | 34.5 | LV | Northern Ireland | Northern Ireland |  | NV288423 | 28892.0 | 543668.0 | 2016
SSE Group | Tiree | Fossil Fuel | Single Cycle | No | Diesel/Gas Oil |  | 2.5 | HV | Scotland | Scotland | PA776UP |  | 100030.0 | 744120.0 | 1953
SSE Group | Tobermory Power Station - A,E | Hydro | Natural Flow | No | Hydro |  | 0.28 | LV | Scotland | Scotland |  | NM503550 | 148722.419823 | 755603.40267500002 | 1953
SSE Group | Toddleburn Windfarm | Wind | Onshore | No | Wind |  | 27.6 | HV | Scotland | Scotland |  | NT433499 | 345050.0 | 653150.0 | 2010
SSE Group | Torr Achilty Power Station - A,E | Hydro | Natural Flow | No | Hydro |  | 15 | LV | Scotland | Scotland |  | NH446545 | 244418.37481199999 | 854546.61670599994 | 1954
SSE Group | Tralaig Power Station | Hydro | Natural Flow | No | Hydro |  | 0.084 | LV | Scotland | Scotland |  | NM871169 | 183921.68693900001 | 712587.00644599996 | 1956
SSE Group | Trinafour Power Station - A | Hydro | Natural Flow | No | Hydro |  | 0.55 | LV | Scotland | Scotland |  | NN725648 | 270988.13688900002 | 765725.19146 | 1959
SSE Group | Tummel | Hydro | Natural Flow | No | Hydro |  | 34 | LV | Scotland | Scotland | PH165SB |  | 261249.15323600001 | 580838.54599699995 | 1933
SSE Group | Vaich Power Station | Hydro | Natural Flow | No | Hydro |  | 0.32 | LV | Scotland | Scotland |  | NH321726 | 234419.67884499999 | 875106.58660599997 | 1956
Statkraft | Alltwalis | Wind | Onshore | No | Wind |  | 23 | HV | Wales | Wales | SA327ED |  | 246387.0 | 233404.0 | 2009
Statkraft | Andershaw | Wind | Onshore | No | Wind |  | 35 | HV | Scotland | Scotland | ML126SX |  | 283500.0 | 625500.0 | 2017
Statkraft | Baillie | Wind | Onshore | No | Wind |  | 53 | HV | Scotland | Scotland | KW147EP |  | 302550.0 | 965650.0 | 2013
Statkraft | Berry Burn | Wind | Onshore | No | Wind |  | 67 | HV | Scotland | Scotland | IV362QH |  | 311550.0 | 840550.0 | 2014
Statkraft | Rheidol Hydro Scheme Gen 1 | Hydro | Natural Flow | No | Hydro |  | 13.5 | LV | Wales | Wales |  |  | 270466.35895199998 | 279169.77504799998 | 1962
Statkraft | Rheidol Hydro Scheme Gen 2 | Hydro | Natural Flow | No | Hydro |  | 20.5 | LV | Wales | Wales |  |  | 274692.23303100001 | 283465.92701300001 | 1962
Statkraft | Rheidol Hydro Scheme Gen 3 | Hydro | Natural Flow | No | Hydro |  | 20.5 | LV | Wales | Wales |  |  | 274692.23303100001 | 283465.92701300001 | 1962
Statkraft | Rheidol Hydro Scheme Gen 4 | Hydro | Natural Flow | No | Hydro |  | 1.25 | LV | Wales | Wales |  |  | 270704.12983400002 | 279283.03561399999 | 1961
Statkraft | Rheidol Hydro Scheme Gen 5 | Hydro | Natural Flow | No | Hydro |  | 0.075 | LV | Wales | Wales |  |  | 275303.156097 | 283745.93445200002 | 1963
Statkraft | Rheidol Hydro Scheme Gen 6 | Hydro | Natural Flow | No | Hydro |  | 0.05 | LV | Wales | Wales |  |  | 274692.23303100001 | 283465.92701300001 | 1963
Statkraft | Rheidol Hydro Scheme Gen 7 | Hydro | Natural Flow | No | Hydro |  | 0.1 | LV | Wales | Wales |  |  | 270704.12983400002 | 279283.03561399999 | 1985
Temporis Capital | Achairn | Wind | Onshore | No | Wind |  | 6 | LV | Scotland | Scotland | KW15SG |  | 329950.0 | 950650.0 | 2009
Temporis Capital | Biggleswade | Wind | Onshore | No | Wind |  | 20 | LV | England | Eastern | SG189TA |  | 521653.0 | 240193.0 | 2013
Temporis Capital | Blackcraig | Wind | Onshore | No | Wind |  | 52.9 | HV | Scotland | Scotland | DG73DZ |  | 270500.0 | 582500.0 | 2018
Temporis Capital | Craig | Wind | Onshore | No | Wind |  | 10 | HV | Scotland | Scotland | DG130NZ |  | 331995.0 | 586055.0 | 2007
Temporis Capital | Craig 2 | Wind | Onshore | No | Wind |  | 4.7 | HV | Scotland | Scotland | DG130NZ |  | 333264.0 | 587956.0 | 2017
Temporis Capital | Derrydarroch | Hydro | Natural Flow | No | Hydro |  | 1.995 | LV | Scotland | Scotland | G837DX |  | 212176.0 | 775418.0 | 2015
Temporis Capital | Dunsland Cross | Wind | Onshore | No | Wind |  | 6.15 | LV | England | South West | EX227AW |  | 242041.0 | 107244.0 | 2017
Temporis Capital | Eye | Wind | Onshore | No | Wind |  | 6.8 | LV | England | Eastern | SG189TA |  | 613137.0 | 274854.0 | 2014
Temporis Capital | Greendykeside | Wind | Onshore | No | Wind |  | 4 | LV | Scotland | Scotland | ML67TT |  | 281134.0 | 670403.0 | 2007
Temporis Capital | Halesworth | Wind | Onshore | No | Wind |  | 10 | LV | England | Eastern | IP198NH |  | 640461.0 | 278558.0 | 2015
Temporis Capital | Lochhead | Wind | Onshore | No | Wind |  | 6 | LV | Scotland | Scotland | ML93PP |  | 275500.0 | 646500.0 | 2009
Temporis Capital | Muirhall | Wind | Onshore | No | Wind |  | 12.3 | LV | Scotland | Scotland | EH558LN |  | 300605.0 | 653760.0 | 2010
Temporis Capital | Newark | Wind | Onshore | No | Wind |  | 6 | LV | England | East Midlands | NG243SD |  | 479589.0 | 350765.0 | 2017
Temporis Capital | Osspower | Hydro | Natural Flow | No | Hydro |  | 1.995 | LV | Scotland | Scotland | G837DX |  | 0.0 | 0.0 | 2012
Temporis Capital | Pickenham | Wind | Onshore | No | Wind |  | 4 | LV | England | Eastern | PE378JX |  | 585114.0 | 306597.0 | 2014
Temporis Capital | Ransonmoor | Wind | Onshore | No | Wind |  | 10 | LV | England | Eastern | PE150TY |  | 537950.0 | 292470.0 | 2007
Temporis Capital | Tullymurdoch | Wind | Onshore | No | Wind |  | 14.4 | LV | Scotland | Scotland | PH118LH |  | 319575.0 | 752228.0 | 2018
Temporis Capital | Upper Falloch | Hydro | Natural Flow | No | Hydro |  | 0.896 | LV | Scotland | Scotland | FK208RL |  | 0.0 | 0.0 | 2015
Temporis Capital | Weston | Wind | Onshore | No | Wind |  | 4 | LV | England | Eastern | PE378JX |  | 609009.0 | 315326.0 | 2014
Temporis Capital | White Mill | Wind | Onshore | No | Wind |  | 14.35 | LV | England | Eastern | PE140LX |  | 545100.0 | 301570.0 | 2012
The Banks Group | Armistead Wind Farm | Wind | Onshore | No | Wind |  | 12.3 | LV | England | North West | LA80HT |  |  |  | 2013
The Banks Group | Hazlehead Wind Farm | Wind | Onshore | No | Wind |  | 6.15 | LV | England | Yorkshire and Humber | HD92TR |  |  |  | 2011
The Banks Group | Heysham South Wind Farm | Wind | Onshore | No | Wind |  | 7.5 | LV | England | North West | LA33ES |  |  |  | 2015
The Banks Group | Hook Moor Wind Farm | Wind | Onshore | No | Wind |  | 10 | LV | England | Yorkshire and Humber | LS253EB |  |  |  | 2016
The Banks Group | Kype Muir Wind Farm | Wind | Onshore | No | Wind |  | 88.4 | HV | Scotland | Scotland | ML106RE |  | 268129.0 | 640258.0 | 2019
The Banks Group | Lambs Hill Wind Farm | Wind | Onshore | No | Wind |  | 8 | LV | England | North East | TS211LX |  |  |  | 2017
The Banks Group | Marr Wind Farm | Wind | Onshore | No | Wind |  | 8.2 | LV | England | Yorkshire and Humber | DN57AZ |  |  |  | 2012
The Banks Group | Middle Muir Wind Farm | Wind | Onshore | No | Wind |  | 51 | HV | Scotland | Scotland | ML126SZ |  | 288964.0 | 625283.0 | 2018
The Banks Group | Moor House Wind Farm | Wind | Onshore | No | Wind |  | 12 | LV | England | North East | DL21SN |  |  |  | 2018
The Banks Group | Penny Hill Wind Farm | Wind | Onshore | No | Wind |  | 20.4 | LV | England | Yorkshire and Humber | S669BH |  |  |  | 2013
Toucan Energy Services | Aston House | Solar | PV | No | Solar |  | 19.8266 | LV | England | East Midlands |  | DE65AG | 416833.0 | 331778.0 | 2015
Toucan Energy Services | Balcombe | Solar | PV | No | Solar |  | 4.9608 | LV | England | South East | RH194QS |  | 535377.0 | 132854.0 | 2016
Toucan Energy Services | Bentham | Solar | PV | No | Solar |  | 11.051 | LV | England | South West | SN54JB |  | 407114.0 | 189633.0 | 2015
Toucan Energy Services | Bluegates | Solar | PV | No | Solar |  | 10.6972 | LV | England | Eastern | CO78DE |  | 607018.0 | 222279.0 | 2015
Toucan Energy Services | Burnham Wick | Solar | PV | No | Solar |  | 4.9992 | LV | England | Eastern | CM08LU |  | 596876.0 | 195875.0 | 2015
Toucan Energy Services | Canopus | Solar | PV | No | Solar |  | 4.9986 | LV | England | East Midlands | PE227BE |  | 530597.0 | 347613.0 | 2015
Toucan Energy Services | Carrowdore | Solar | PV | No | Solar |  | 5.9816 | LV | Northern Ireland | Northern Ireland | BT222HH |  | 169400.0 | 525454.0 | 2017
Toucan Energy Services | Chapel Hill | Solar | PV | No | Solar |  | 10.0703 | LV | Wales | Wales | SA715HY |  | 196092.0 | 197842.0 | 2015
Toucan Energy Services | Cranham | Solar | PV | No | Solar |  | 2.9987 | LV | England | London | RM143NU |  | 558400.0 | 187089.0 | 2016
Toucan Energy Services | Dunkeswell | Solar | PV | No | Solar |  | 2.7951 | LV | England | South West |  | EX144RD | 313746.0 | 107938.0 | 2015
Toucan Energy Services | Eckland Lodge | Solar | PV | No | Solar |  | 3.657 | LV | England | East Midlands | LE168HB |  | 478672.0 | 284948.0 | 2016
Toucan Energy Services | Five Oaks | Solar | PV | No | Solar |  | 4.9997 | LV | England | South East | RH149AZ |  | 509003.0 | 130058.0 | 2016
Toucan Energy Services | Ford | Solar | PV | No | Solar |  | 11.5699 | LV | England | South East | BN443AT |  | 517748.0 | 117195.0 | 2016
Toucan Energy Services | Garvinack | Solar | PV | No | Solar |  | 9.6228 | LV | England | South West | TR49EP |  | 177775.0 | 47586.0 | 2015
Toucan Energy Services | Grange Farm | Solar | PV | No | Solar |  | 21.0984 | LV | England | South West | BS361RR |  | 363968.0 | 182366.0 | 2014
Toucan Energy Services | Great Seabrook | Solar | PV | No | Solar |  | 4.965 | LV | England | South East | LU79DY |  | 493192.0 | 217705.0 | 2015
Toucan Energy Services | Guston | Solar | PV | No | Solar |  | 4.9993 | LV | England | South East | CT155EW |  | 632877.0 | 144096.0 | 2015
Toucan Energy Services | Hendai | Solar | PV | No | Solar |  | 13.3954 | LV | Wales | Wales |  | CF828FU | 312392.0 | 197842.0 | 2015
Toucan Energy Services | Hendre Fawr | Solar | PV | No | Solar |  | 11.6259 | LV | Wales | Wales | CF449RJ |  | 291347.0 | 206062.0 | 2015
Toucan Energy Services | Home Farm | Solar | PV | No | Solar |  | 4.9873 | LV | England | South West | GL519RS |  | 393986.0 | 226037.0 | 2017
Toucan Energy Services | Hunciecroft | Solar | PV | No | Solar |  | 7.619 | LV | England | East Midlands | S803ND |  | 454513.0 | 373909.0 | 2015
Toucan Energy Services | Isle of Wight | Solar | PV | No | Solar |  | 6.2264 | LV | England | South East | PO334RW |  | 452614.0 | 90511.0 | 2015
Toucan Energy Services | Lisburn | Solar | PV | No | Solar |  | 20.5 | LV | Northern Ireland | Northern Ireland | BT282SL |  | 134798.0 | 521384.0 | 2017
Toucan Energy Services | Littlewood | Solar | PV | No | Solar |  | 13.728 | LV | England | South East | MK197NF |  | 482105.0 | 247071.0 | 2015
Toucan Energy Services | Malmaynes | Solar | PV | No | Solar |  | 14.8262 | LV | England | South East | ME39SQ |  | 580664.0 | 175335.0 | 2015
Toucan Energy Services | Mill Farm | Solar | PV | No | Solar |  | 4.9967 | LV | England | East Midlands | NG335DP |  | 494872.0 | 331696.0 | 2016
Toucan Energy Services | Moor House | Solar | PV | No | Solar |  | 4.9156 | LV | England | North West | CA144JZ |  | 301300.0 | 525369.0 | 2016
Toucan Energy Services | Morton Solar | Solar | PV | No | Solar |  | 28.0954 | LV | England | East Midlands | DN228HD |  | 467120.0 | 379462.0 | 2015
Toucan Energy Services | New Stone House | Solar | PV | No | Solar |  | 11.4768 | LV | England | South East | OX252PT |  | 455811.0 | 219330.0 | 2015
Toucan Energy Services | Newton | Solar | PV | No | Solar |  | 4.9873 | LV | England | Eastern | NR148GD |  | 624152.0 | 306192.0 | 2016
Toucan Energy Services | Otherton | Solar | PV | No | Solar |  | 2.5186 | LV | England | West Midlands | WR65LS |  | 380432.0 | 254242.0 | 2017
Toucan Energy Services | Outwood | Solar | PV | No | Solar |  | 4.9701 | LV | England | Eastern | CM112TX |  | 568931.0 | 193607.0 | 2016
Toucan Energy Services | Place Farm | Solar | PV | No | Solar |  | 6.7917 | LV | England | South East | TN262LX |  | 597181.0 | 132855.0 | 2015
Toucan Energy Services | Rhydypandy | Solar | PV | No | Solar |  | 6.3801 | LV | Wales | Wales | SA66NX |  | 265957.0 | 200658.0 | 2015
Toucan Energy Services | Rolls Royce | Solar | PV | No | Solar |  | 3.2 | LV | England | South West | BS346QA |  | 360460.0 | 180792.0 | 2016
Toucan Energy Services | Shuttleworth | Solar | PV | No | Solar |  | 4.9991 | LV | England | North West | BB74LL |  | 382296.0 | 448048.0 | 2016
Toucan Energy Services | Stowbridge | Solar | PV | No | Solar |  | 24.323 | LV | England | Eastern | CB63LF |  | 551252.0 | 272416.0 | 2014
Toucan Energy Services | Swindon | Solar | PV | No | Solar |  | 60.8926 | LV | England | South West | SN49NS |  | 413029.0 | 179126.0 | 2016
Toucan Energy Services | Tower Hayes | Solar | PV | No | Solar |  | 4.9991 | LV | England | East Midlands | LE671FH |  | 444576.0 | 310822.0 | 2016
Toucan Energy Services | Trowle | Solar | PV | No | Solar |  | 4.9986 | LV | England | South West | BA149BR |  | 383857.0 | 158625.0 | 2016
Toucan Energy Services | Upper Farm | Solar | PV | No | Solar |  | 10.0105 | LV | England | South East | SO249RY |  | 463453.0 | 141758.0 | 2015
Toucan Energy Services | Upper Wick | Solar | PV | No | Solar |  | 4.9986 | LV | England | South West | GL116DE |  | 371550.0 | 195850.0 | 2015
Toucan Energy Services | Welbeck | Solar | PV | No | Solar |  | 16.0384 | LV | England | East Midlands | NG229EY |  | 460619.0 | 372696.0 | 2015
Toucan Energy Services | Weston Longville | Solar | PV | No | Solar |  | 7.5686 | LV | England | Eastern |  | NR95JF | 610220.0 | 315069.0 | 2015
Toucan Energy Services | Widehurst | Solar | PV | No | Solar |  | 4.9862 | LV | England | South East | TN129LN |  | 575536.0 | 142994.0 | 2017
Toucan Energy Services | Wilbees | Solar | PV | No | Solar |  | 4.9987 | LV | England | South East | BN266RU |  | 554339.0 | 106829.0 | 2016
Toucan Energy Services | Winnards | Solar | PV | No | Solar |  | 4.4528 | LV | England | South West | TR96DG |  | 192864.0 | 66586.0 | 2015
Toucan Energy Services | Woodhouse | Solar | PV | No | Solar |  | 4.9795 | LV | England | West Midlands | ST145HY |  | 409432.0 | 339052.0 | 2017
Toucan Energy Services | Wrea Green | Solar | PV | No | Solar |  | 4.8797 | LV | England | North West | PR42WP |  | 338850.0 | 431150.0 | 2017
UK Transition Limited | West Burton CCGT | Fossil Fuel | CCGT | No | Natural Gas |  | 1332 | HV | England | East Midlands | DN229BL |  | 479368.0 | 384538.0 | 2013
Uniper UK | Connahs Quay | Fossil Fuel | CCGT | No | Sour Gas |  | 1380 | HV | Wales | Wales | CH54BP |  | 328878.0 | 368331.0 | 1996
Uniper UK | Cottam Development Centre | Fossil Fuel | CCGT | No | Natural Gas |  | 445 | HV | England | East Midlands | DN220TF |  | 470307.0 | 378332.0 | 1998
Uniper UK | Enfield | Fossil Fuel | CCGT | No | Natural Gas |  | 408 | HV | England | London | EN37PL |  | 532446.0 | 190691.0 | 1999
Uniper UK | Grain | Fossil Fuel | CCGT | Yes | Natural Gas |  | 1517 | HV | England | South East | ME30AR |  | 588672.0 | 172826.0 | 2011
Uniper UK | Grain (OCGT) | Fossil Fuel | Single cycle | No | Diesel/Gas Oil |  | 50 | HV | England | South East | ME30AR |  | 0.0 | 0.0 | 2011
Uniper UK | Killingholme | Fossil Fuel | Single cycle | No | Natural Gas |  | 600 | HV | England | Yorkshire and Humber | DN403LU |  | 516717.0 | 419816.0 | 1992
Uniper UK | Ratcliffe (OCGT) | Fossil Fuel | Single cycle | No | Diesel/Gas Oil |  | 34 | HV | England | East Midlands | NG110EE |  | 449969.0 | 327738.0 | 1967
Uniper UK | Ratcliffe (Steam) | Fossil Fuel | Conventional steam | No | Coal |  | 2021 | HV | England | East Midlands | NG110EE |  | 449969.0 | 327738.0 | 1967
Uniper UK | Taylors Lane | Fossil Fuel | Single cycle | No | Diesel/Gas Oil |  | 144 | HV | England | London | NW108JP |  | 524680.0 | 195111.0 | 1979
Vattenfall | Aberdeen | Wind | Offshore | No | Wind |  | 96.8 | HV | Scotland | Scotland |  |  | 395748.0 | 814283.0 | 2018
Vattenfall | Clashindarroch | Wind | Onshore | No | Wind |  | 36.9 | HV | Scotland | Scotland |  |  | 348214.0 | 839951.0 | 2015
Vattenfall | Edinbane | Wind | Onshore | No | Wind |  | 41.4 | HV | Scotland | Scotland |  |  | 134353.0 | 850769.0 | 2009
Vattenfall | Kentish Flats | Wind | Offshore | No | Wind |  | 90 | LV | England | South East |  |  | 615015.0 | 178055.0 | 2005
Vattenfall | Kentish Flats Extension | Wind | Offshore | No | Wind |  | 49.5 | LV | England | South East |  |  | 615377.0 | 175526.0 | 2015
Vattenfall | Ormonde | Wind | Offshore | No | Wind |  | 150 | HV | England | North West |  |  | 306000.0 | 466842.0 | 2011
Vattenfall | Pen Y Cymoedd | Wind | Onshore | No | Wind |  | 228 | HV | Wales | Wales |  |  | 292879.0 | 199365.0 | 2016
Vattenfall | Ray | Wind | Onshore | No | Wind |  | 54.4 | LV | England | North East |  |  | 395550.0 | 587550.0 | 2017
Vattenfall | Swinford | Wind | Onshore | No | Wind |  | 22 | LV | England | East Midlands |  |  | 456804.0 | 279647.0 | 2012
Vattenfall | Thanet | Wind | Offshore | No | Wind |  | 300 | HV | England | South East |  |  | 652658.0 | 176367.0 | 2010
Venitent Energy Services | A'Chruach | Wind | Onshore | No | Wind |  | 42.6 | HV | Scotland | Scotland | PA318BA |  | 197742.0 | 696597.0 | 2016
Venitent Energy Services | Ardrossan | Wind | Onshore | No | Wind |  | 30 | LV | Scotland | Scotland | KA227NU |  | 223500.0 | 642500.0 | 2004
Venitent Energy Services | Bears Down | Wind | Onshore | No | Wind |  | 9.6 | LV | England | South West | TR84RJ |  | 190360.0 | 67560.0 | 2001
Venitent Energy Services | Beinn Ghlas | Wind | Onshore | No | Wind |  | 8.4 | LV | Scotland | Scotland | PA351HY |  | 196500.0 | 726000.0 | 1999
Venitent Energy Services | Blackstone Edge | Wind | Onshore | No | Wind |  | 7.5 | LV | England | Yorkshire and Humber | S369PA |  | 419565.0 | 405226.0 | 2013
Venitent Energy Services | Bryn Titli | Wind | Onshore | No | Wind |  | 9.9 | LV | Wales | Wales | SY186RX |  | 293500.0 | 275500.0 | 1994
Venitent Energy Services | Carno | Wind | Onshore | No | Wind |  | 33.6 | LV | Wales | Wales | SY175JT |  | 291053.0 | 295836.0 | 1996
Venitent Energy Services | Causeymire | Wind | Onshore | No | Wind |  | 48.3 | HV | Scotland | Scotland | KW15XR |  | 312000.0 | 950000.0 | 2005
Venitent Energy Services | Dalswinton | Wind | Onshore | No | Wind |  | 30 | HV | Scotland | Scotland | DG20YB |  | 295000.0 | 589000.0 | 2008
Venitent Energy Services | Farr | Wind | Onshore | No | Wind |  | 92 | HV | Scotland | Scotland | IV137ZA |  | 273500.0 | 829000.0 | 2006
Venitent Energy Services | Ffynnon Oer | Wind | Onshore | No | Wind |  | 32 | LV | Wales | Wales | SA133LG |  | 285500.0 | 205500.0 | 2006
Venitent Energy Services | Galawhistle | Wind | Onshore | No | Wind |  | 66 | HV | Scotland | Scotland | ML110SJ |  | 275443.0 | 629080.0 | 2017
Venitent Energy Services | Glenkerie | Wind | Onshore | No | Wind |  | 22 | LV | Scotland | Scotland | ML126QL |  | 310453.0 | 628117.0 | 2012
Venitent Energy Services | Gordonstown Hill | Wind | Onshore | No | Wind |  | 12.5 | LV | Scotland | Scotland | AB538LH |  | 371136.0 | 841396.0 | 2013
Venitent Energy Services | Hill of Fiddes | Wind | Onshore | No | Wind |  | 6.9 | LV | Scotland | Scotland | AB416QR |  | 393495.0 | 824485.0 | 2010
Venitent Energy Services | Kirkby Moor | Wind | Onshore | No | Wind |  | 4.8 | LV | England | North West | LA177UN |  | 326111.0 | 485242.0 | 1993
Venitent Energy Services | Lambrigg | Wind | Onshore | No | Wind |  | 6.5 | LV | England | North West | LA80AP |  | 358800.0 | 493600.0 | 2000
Venitent Energy Services | Lissett Airfield | Wind | Onshore | No | Wind |  | 30 | LV | England | Yorkshire and Humber | YO258PZ |  | 512263.0 | 458139.0 | 2009
Venitent Energy Services | Llyn Alaw | Wind | Onshore | No | Wind |  | 20.4 | LV | Wales | Wales | LL680TB |  | 236000.0 | 387000.0 | 1997
Venitent Energy Services | Low Spinney | Wind | Onshore | No | Wind |  | 8.2 | LV | England | East Midlands | LE175NB |  | 455816.0 | 289705.0 | 2011
Venitent Energy Services | Minsca | Wind | Onshore | No | Wind |  | 36.8 | HV | Scotland | Scotland | DG112QE |  | 313821.0 | 581690.0 | 2008
Venitent Energy Services | Mynydd Clogau | Wind | Onshore | No | Wind |  | 14.45 | LV | Wales | Wales | SY163DQ |  | 303300.0 | 298800.0 | 2006
Venitent Energy Services | Mynydd Gorddu | Wind | Onshore | No | Wind |  | 10.2 | LV | Wales | Wales | SY245DP |  | 266200.0 | 287200.0 | 1998
Venitent Energy Services | North Steads | Wind | Onshore | No | Wind |  | 18.45 | LV | England | North East | NE615BB |  | 425478.0 | 597629.0 | 2016
Venitent Energy Services | Novar | Wind | Onshore | No | Wind |  | 17 | LV | Scotland | Scotland | IV170XJ |  | 255500.0 | 871000.0 | 1997
Venitent Energy Services | Rheidol | Wind | Onshore | No | Wind |  | 2.4 | LV | Wales | Wales | SY233N |  | 272400.0 | 280500.0 | 1997
Venitent Energy Services | Seamer | Wind | Onshore | No | Wind |  | 10.25 | LV | England | North East | TS159JH |  | 448125.0 | 511235.0 | 2012
Venitent Energy Services | Sisters | Wind | Onshore | No | Wind |  | 8.2 | LV | England | North East | NE615ED |  | 425476.0 | 595602.0 | 2016
Venitent Energy Services | Taff Ely | Wind | Onshore | No | Wind |  | 9 | LV | Wales | Wales | CF398DJ |  | 297000.0 | 186000.0 | 1993
Venitent Energy Services | Tedder Hill | Wind | Onshore | No | Wind |  | 7.5 | LV | England | Yorkshire and Humber | HU192BY |  | 530221.0 | 430242.0 | 2013
Venitent Energy Services | Tow Law | Wind | Onshore | No | Wind |  | 2.31 | LV | England | North East | DL134DE |  | 411500.0 | 541000.0 | 2001
Venitent Energy Services | Trysglwyn | Wind | Onshore | No | Wind |  | 5.6 | LV | Wales | Wales | LL689RF |  | 244000.0 | 389000.0 | 1996
Venitent Energy Services | Westfield | Wind | Onshore | No | Wind |  | 10 | LV | Scotland | Scotland | KY50HJ |  | 319640.0 | 695487.0 | 2013
Venitent Energy Services | Wingates | Wind | Onshore | No | Wind |  | 15 | LV | England | North East | NE658RW |  | 413034.0 | 597920.0 | 2013
Veolia | SELCHP | Bioenergy | Bioenergy | Yes | MSW |  | 35 | LV | England | London |  |  | 535605.0 | 178129.0 | 1994
Viridor Waste Management | Runcorn EfW | Bioenergy | Bioenergy | No | MSW |  | 91 | LV | England | North West |  |  | 349985.0 | 381240.0 | 2014
Vitol | Blackburn | Fossil Fuel | CCGT | No | Natural Gas |  | 60 | LV | England | London | BB25HX |  | 364659.0 | 424755.0 | 2002
Vitol | Damhead Creek | Fossil Fuel | CCGT | No | Natural Gas |  | 805 | HV | England | South East | ME39TX |  | 581973.0 | 173211.0 | 2000
Vitol | Rye House | Fossil Fuel | CCGT | No | Natural Gas |  | 715 | HV | England | Eastern | EN110RF |  | 538365.0 | 209811.0 | 1993
Vitol | Shoreham | Fossil Fuel | CCGT | No | Natural Gas |  | 420 | LV | England | South East | BN411WF |  | 521488.0 | 105110.0 | 2000
Vitol | VPI | Fossil Fuel | CCGT | Yes | Natural Gas |  | 1252 | HV | England | Yorkshire and Humber | DN403DZ |  | 518189.0 | 412390.0 | 2004
Wise Energy Limited | Blenches Mill Solar Park | Solar | PV | No | Solar |  | 6.0788 | LV | England | South West |  |  | 386848.0 | 152850.0 | 2014
Wise Energy Limited | Burcroft Solar Parks | Solar | PV | No | Solar |  | 12.669 | LV | England | South West |  |  | 300442.0 | 97423.0 | 2014
Wise Energy Limited | Chilton Cantelo Solar park | Solar | PV | No | Solar |  | 4.997 | LV | England | South West |  |  | 357797.0 | 121851.0 | 2012
Wise Energy Limited | Crossways Solar Park | Solar | PV | No | Solar |  | 4.997 | LV | England | South West |  |  | 377476.0 | 88548.0 | 2012
Wise Energy Limited | Hook Valley Solar Park | Solar | PV | No | Solar |  | 15.3 | LV | England | Eastern |  |  | 610859.0 | 251069.0 | 2014
Wise Energy Limited | Knockworthy Farm Solar Park | Solar | PV | No | Solar |  | 4.6452 | LV | England | South West |  |  | 251121.0 | 122799.0 | 2013
Wise Energy Limited | Raglington Farm Solar Park | Solar | PV | No | Solar |  | 5.733 | LV | England | South East |  |  | 454062.0 | 113445.0 | 2013
Wise Energy Limited | Whitley (Ashcott Farm) Solar Park | Solar | PV | No | Solar |  | 7.5702 | LV | England | South West |  |  | 344449.0 | 137081.0 | 2014
Wise Energy Limited | Wyld Meadow Farm Solar Park | Solar | PV | No | Solar |  | 4.8384 | LV | England | South West |  |  | 334144.0 | 98155.0 | 2012
WPO UK Services | Airies | Wind | Onshore | No | Wind |  | 39.9 | HV | Scotland | Scotland |  | NX2662767127 | 226000.0 | 568000.0 | 2017
WPO UK Services | Altaveedan | Wind | Onshore | No | Wind |  | 18 | HV | Northern Ireland | Northern Ireland |  | NW2793786653 | 126801.0 | 584314.0 | 2016
WPO UK Services | AOE | Wind | Onshore | No | Wind |  | 11.5 | HV | Scotland | Scotland |  | NS5802548945 | 257717.0 | 648148.0 | 2014
WPO UK Services | Arnish Moor | Wind | Onshore | No | Wind |  | 3.9 | HV | Scotland | Scotland |  | NB3883430204 | 140024.0 | 929071.0 | 2006
WPO UK Services | Asfordby A | Solar | PV | No | Solar |  | 4.91 | LV | England | East Midlands |  | SK7184120877 |  |  | 2016
WPO UK Services | Asfordby B | Solar | PV | No | Solar |  | 4.98 | LV | England | East Midlands |  | SK7184120877 |  |  | 2016
WPO UK Services | Ashby | Solar | PV | No | Solar |  | 4.7991 | LV | England | East Midlands |  | SK3432917585 | 434525.0 | 317774.0 | 2016
WPO UK Services | Bake Farm | Solar | PV | No | Solar |  | 4.9993 | LV | England | South West |  | SX3264958430 | 233036.0 | 58842.0 | 2015
WPO UK Services | Betty Hill | Wind | Onshore | No | Wind |  | 6 | HV | Scotland | Scotland |  | NC7286961774 | 272326.0 | 962920.0 | 2013
WPO UK Services | Box Road | Solar | PV | No | Solar |  | 1.903 | LV | England | South West |  | SO7520502233 |  |  | 2016
WPO UK Services | Caergarw | Solar | PV | No | Solar |  | 4.934 | LV | Wales | Wales |  | SS8105383495 |  |  | 2017
WPO UK Services | Caldecote | Solar | PV | No | Solar |  | 4.977 | LV | England | Eastern |  | TL2072157273 |  |  | 2016
WPO UK Services | Clapham | Solar | PV | No | Solar |  | 4.98 | LV | England | Eastern |  | TL0371454289 |  |  | 2015
WPO UK Services | Combermere | Solar | PV | No | Solar |  | 13.97 | LV | England | North West |  | SJ6003644925 |  |  | 2015
WPO UK Services | Crumlin | Solar | PV | No | Solar |  | 4.55 | LV | Wales | Wales |  | ST2032097981 |  |  | 2016
WPO UK Services | Dummuies | Wind | Onshore | No | Wind |  | 12.25 | LV | Scotland | Scotland |  | NJ5635836050 |  |  | 2007
WPO UK Services | Eye | Wind | Onshore | No | Wind |  | 5 | HV | England | Eastern |  | TM1308575398 | 613107.0 | 275558.0 | 2013
WPO UK Services | Far Danes | Solar | PV | No | Solar |  | 11.7 | LV | England | East Midlands |  | SK8642581821 |  |  | 2016
WPO UK Services | FMC Dunfermline | Wind | Onshore | No | Wind |  | 1.5 | HV | Scotland | Scotland |  | NT1017885549 | 310010.0 | 685787.0 | 2012
WPO UK Services | Grange | Solar | PV | No | Solar |  | 14 | LV | England | East Midlands |  | TF3932618855 | 545055.0 | 318754.0 | 2013
WPO UK Services | Greenvale March | Wind | Onshore | No | Wind |  | 1.5 | HV | England | Eastern |  | TL3551493287 | 535656.0 | 293166.0 | 2014
WPO UK Services | Haverigg III | Wind | Onshore | No | Wind |  | 3.4 | HV | England | North West |  | SD1393279392 | 313300.0 | 479100.0 | 2005
WPO UK Services | Kelly Green | Solar | PV | No | Solar |  | 4.98 | LV | England | South West |  | SX0496075550 |  |  | 2016
WPO UK Services | Kirton | Solar | PV | No | Solar |  | 3.51 | LV | England | East Midlands |  | TF2760238140 |  |  | 2016
WPO UK Services | Lains Farm | Solar | PV | No | Solar |  | 4.54 | LV | England | South East |  | SU2792344625 |  |  | 2016
WPO UK Services | Lairg | Wind | Onshore | No | Wind |  | 7.5 | LV | Scotland | Scotland |  | NC6098003860 | 261293.0 | 903916.0 | 2012
WPO UK Services | Magazine | Solar | PV | No | Solar |  | 3.449 | LV | England | West Midlands |  | SP2837497084 |  |  | 2017
WPO UK Services | Moor Farm | Solar | PV | No | Solar |  | 3.73 | LV | England | West Midlands |  | SJ4168023332 |  |  | 2017
WPO UK Services | Nailstone | Solar | PV | No | Solar |  | 4.9755 | LV | England | East Midlands |  | SK4312408016 |  |  | 2017
WPO UK Services | Newnham | Solar | PV | No | Solar |  | 11.638 | LV | England | South West |  | SX5607658771 |  |  | 2015
WPO UK Services | PoL | Wind | Onshore | No | Wind |  | 10 | HV | England | North West |  | SJ3303294659 | 333356.0 | 395230.0 | 2008
WPO UK Services | Robert's Wall | Solar | PV | No | Solar |  | 2.56 | LV | Wales | Wales |  | SN1001400495 |  |  | 2015
WPO UK Services | Rosedew | Solar | PV | No | Solar |  | 4.98 | LV | Wales | Wales |  | SS9126567595 |  |  | 2016
WPO UK Services | Somersall | Solar | PV | No | Solar |  | 2.56 | LV | England | East Midlands |  | SK1320934074 |  |  | 2015
WPO UK Services | Workington (Voridian) | Wind | Onshore | No | Wind |  | 4 | HV | England | North West |  | NY0081531705 | 299022.0 | 529793.0 | 2006
XceCo | Inner Dowsing Wind Farm | Wind | Offshore | No | Wind |  | 97.2 | HV | England | East Midlands |  | TF536655 | 563561.0 | 368447.0 | 2008
XceCo | Lynn Wind Farm | Wind | Offshore | No | Wind |  | 97.2 | HV | England | East Midlands |  | TF536655 | 564095.0 | 362638.0 | 2008

## DUKES 2021
5.11 Power Stations in the United Kingdom operational at the end of May 2021 (1)
Major Power Producer (MPP) sites
Note that non-thermal renewable sites with a capacity of less than 20 MW are aggregated for each company in this table. A full version of the table is available on the 'Database' tab.
Company Name | Station Name | Fuel | Technology | Installed Capacity (MW) | Year of commission or year generation began | Location Scotland, Wales, Northern Ireland or English region
Anesco | Sandridge | Solar PV | Solar PV | 49.62 | 2015 | South West
Anesco | Troughton | Solar PV | Solar PV | 30.866 | 2016 | South West
Anesco | Sites with capacity <20 MW | Solar PV | Solar PV | 644.4543
Atmosclear | Sites with capacity <20 MW | Solar PV | Solar PV | 9.4
Babcock International and Fluor Inc | Maentwrog, LL41 4HY | Hydro Natural Flow | Hydro Natural Flow | 35.3 | 1928 | Wales
BayWa R.E | Beinneun Wind Farm Limited | Wind Onshore | Wind Onshore | 108.8 | 2017 | Scotland
BayWa R.E | Cour Wind Farm (Scotland) Limited | Wind Onshore | Wind Onshore | 20.5 | 2017 | Scotland
BayWa R.E | Sites with capacity <20 MW | Wind Onshore | Wind Onshore | 19.2
Bluefield Services | Bradenstoke Solar Park | Solar PV | Solar PV | 69.7884 | 2015 | South West
Calon Energy | Baglan Bay GT | Diesel/Gas Diesel/Gas Oil | OCGT | 32.3 | 2002 | Wales
Calon Energy | Baglan Generating Ltd | Natural Gas | CCGT | 520 | 2002
Calon Energy | Severn* | Natural Gas | CCGT | 850 | 2010
Calon Energy | SUTTON BRIDGE | Natural Gas | CCGT | 819 | 1999
Capital Dynamics Holdings | Elginny | Wind Onshore | Wind Onshore | 23 | 2018 | Northern Ireland
Capital Dynamics Holdings | Whiteside Hill | Wind Onshore | Wind Onshore | 28.5 | 2018 | Scotland
Capital Dynamics Holdings | Sites with capacity <20 MW | Solar PV | Solar PV | 4.99
Capital Dynamics Holdings | Sites with capacity <20 MW | Wind Onshore | Wind Onshore | 129.5
Centrica | Glanford Brigg | Natural Gas | OCGT | 99 | 1994 | Yorkshire & Humber | (2)
Centrica | Peterborough | Natural Gas | OCGT | 360 | 1993 | East | (2)
Co-owned by SSE Group and Cheung Kong Infrastructure Ltd | Seabank | Natural Gas | CCGT | 1234 | 2000 | South West
Co-owned by SSE Group and Wheelabrator Technologies Inc | FM1 | Waste (municipal solid waste) | Conventional steam | 79 | 2015 | Yorkshire & Humber
Co-owned by SSE Group and Wheelabrator Technologies Inc | FM2 | Waste (municipal solid waste) | Conventional steam | 79 | 2019 | Yorkshire & Humber
Cubico Sustainable Investments | Broxted | Solar PV | Solar PV | 31.59 | 2013 | South East
Cubico Sustainable Investments | Middlewick | Wind Onshore | Wind Onshore | 20.7 | 2014 | East England
Cubico Sustainable Investments | Owls Hatch | Solar PV | Solar PV | 51.9376 | 2015 | South West
Cubico Sustainable Investments | Penmanshiel | Wind Onshore | Wind Onshore | 28.7 | 2016 | Scotland | (3)
Cubico Sustainable Investments | Wandylaw | Wind Onshore | Wind Onshore | 20.5 | 2013 | North East
Cubico Sustainable Investments | Sites with capacity <20 MW | Solar PV | Solar PV | 65.3149
Cubico Sustainable Investments | Sites with capacity <20 MW | Wind Onshore | Wind Onshore | 98.1149
Drax Power | Cruachan | Pumped hydro | Pumped hydro | 440 | 1965 | Scotland
Drax Power | Drax GT | Diesel/Gas Diesel/Gas Oil | OCGT | 75 | 1971 | Yorkshire and Humber
Drax Power | Drax Power Station Biomass Units | Biomass | Conventional steam | 2640 | 2013 | Yorkshire & Humber
Drax Power | Glenlee | Hydro Natural Flow | Hydro Natural Flow | 24 | 1935 | Scotland
Drax Power | Kendoon | Hydro Natural Flow | Hydro Natural Flow | 24 | 1935 | Scotland
Drax Power | Tongland | Hydro Natural Flow | Hydro Natural Flow | 33 | 1935 | Scotland
Drax Power | Sites with capacity <20 MW | Hydro Natural Flow | Hydro Natural Flow | 44
Ecotricity | Sites with capacity <20 MW | Solar PV | Solar PV | 0.9
Ecotricity | Sites with capacity <20 MW | Wind Onshore | Wind Onshore | 87.62
E.ON | Blackburn Meadows* | Biomass | Conventional steam | 34 | 2015 | Yorkshire & Humber
E.ON | Steven's Croft* | Biomass | Conventional steam | 46 | 2007 | Scotland
EDF Energy | Barkantine Heat & Power * | Natural Gas | OCGT | 1 | 2000 | London
EDF Energy | Beckburn | Wind Onshore | Wind Onshore | 31.05 | 2017 | North West
EDF Energy | Bicker Fen | Wind Onshore | Wind Onshore | 26 | 2008 | East Midlands
EDF Energy | Blyth | Wind Offshore | Wind Offshore | 40 | 2018 | North East
EDF Energy | Burnfoot | Wind Onshore | Wind Onshore | 30.1 | 2010 | Scotland
EDF Energy | Burnhead Moss | Wind Onshore | Wind Onshore | 26 | 2016 | Scotland
EDF Energy | Corriemoillie | Wind Onshore | Wind Onshore | 48.45 | 2017 | Scotland
EDF Energy | Dorenell | Wind Onshore | Wind Onshore | 177 | 2018 | Scotland
EDF Energy | Fallago Rig | Wind Onshore | Wind Onshore | 144 | 2013 | Scotland
EDF Energy | Green Rigg | Wind Onshore | Wind Onshore | 36 | 2012 | North East
EDF Energy | Hartlepool | Nuclear AGR | Nuclear AGR | 1185 | 1983 | North East
EDF Energy | Heysham 1 | Nuclear AGR | Nuclear AGR | 1060 | 1983 | North West
EDF Energy | Heysham 2 | Nuclear AGR | Nuclear AGR | 1240 | 1988 | North West
EDF Energy | Hinkley Point B | Nuclear AGR | Nuclear AGR | 965 | 1976 | South West
EDF Energy | Hunterston B | Nuclear AGR | Nuclear AGR | 985 | 1976 | Scotland
EDF Energy | London Heat & Power * | Natural Gas | OCGT | 9 | 2000 | London
EDF Energy | Longpark | Wind Onshore | Wind Onshore | 38 | 2009 | Scotland
EDF Energy | Red Tile | Wind Onshore | Wind Onshore | 24 | 2007 | East
EDF Energy | Rusholme | Wind Onshore | Wind Onshore | 24 | 2010 | Yorkshire & Humber
EDF Energy | Sizewell B | Nuclear PWR | Nuclear PWR | 1198 | 1995 | East
EDF Energy | Teesside | Wind Offshore | Wind Offshore | 62 | 2013 | North East
EDF Energy | Torness | Nuclear AGR | Nuclear AGR | 1200 | 1988 | Scotland
EDF Energy | West Burton | Coal | Conventional steam | 2000 | 1969 | East Midlands
EDF Energy | West Burton CCGT | Natural Gas | CCGT | 1332 | 2013 | East Midlands
EDF Energy | West Burton GT | Diesel/Gas Diesel/Gas Oil | OCGT | 40 | 1967 | East Midlands
EDF Energy | Sites with capacity <20 MW | Wind Onshore | Wind Onshore | 220.99
Eneco Wind UK | Burn of Whilk | Wind Onshore | Wind Onshore | 22.5 | 2015 | Scotland
Eneco Wind UK | Lochluichart | Wind Onshore | Wind Onshore | 69 | 2013 | Scotland
Eneco Wind UK | Moy | Wind Onshore | Wind Onshore | 66 | 2016 | Scotland
Eneco Wind UK | Twinshiels | Wind Onshore | Wind Onshore | 25 | 2014 | Scotland
Eneco Wind UK | Sites with capacity <20 MW | Wind Onshore | Wind Onshore | 17.5
Energy Capital Partners | Indian Queens Power Ltd | Diesel/Gas Oil | OCGT | 140 | 1996 | South West
Energy Capital Partners | Saltend* | Natural Gas | CCGT | 1200 | 2000 | Yorkshire & Humber
Engie Power | Scotia Wind (Craigengelt) Ltd | Wind Onshore | Wind Onshore | 20 | 2010 | Scotland
Engie Power | Sites with capacity <20 MW | Solar PV | Solar PV | 4.08
Engie Power | Sites with capacity <20 MW | Wind Onshore | Wind Onshore | 59.83
EPR | EPR Ely Ltd | Biomass | Conventional steam | 40 | 2001 | East
EPR | EPR Eye Ltd | Biomass | Conventional steam | 14.316 | 1992 | East
EPR | EPR Glanford Ltd | Biomass | Conventional steam | 16.7 | 1993 | East
EPR | EPR Scotland Ltd | Biomass | Conventional steam | 12.5 | 2000 | Scotland
EPR | EPR Thetford Ltd | Biomass | Conventional steam | 41.5 | 1998 | East
EPR | Sites with capacity <20 MW | Wind Onshore | Wind Onshore | 24.5
EPUKi | EP Ballylumford | Diesel/Gas Oil | OCGT | 116 | 1974 | Northern Ireland
EPUKi | EP Ballylumford CCGT | Natural Gas | CCGT | 616 | 2003 | Northern Ireland
EPUKi | EP Kilroot | Diesel/Gas Oil | OCGT | 143.2 | 1981 | Northern Ireland
EPUKi | EP Kilroot Main Thermal | Coal/oil | Conventional steam | 559 | 1981 | Northern Ireland
EPUKi | EP Langage Ltd | Natural Gas | CCGT | 905 | 2010 | South West
EPUKi | EP SHB Ltd | Natural Gas | CCGT | 1365 | 1997 | Yorkshire & Humber
EPUKi | Lynemouth Power Limited | Biomass | Conventional steam | 420 | 2018 | North East
ESB | Carrington Power | Natural Gas | CCGT | 910 | 2016 | North West
ESB | CoolkeeraghESB C30 | Natural Gas | CCGT | 413 | 2004 | Northern Ireland
ESB | CoolkeeraghESB GT8 | Diesel/Gas Oil | OCGT | 53 | 1970 | Northern Ireland
ESB | Corby Power Station | Natural Gas | CCGT | 407 | 1994 | East Midlands
Falck Renewables SpA | Assel Valley | Wind Onshore | Wind Onshore | 25 | 2016 | Scotland
Falck Renewables SpA | Auchrobert | Wind Onshore | Wind Onshore | 38.76 | 2017 | Scotland
Falck Renewables SpA | Ben Aketil | Wind Onshore | Wind Onshore | 27.6 | 2007 | Scotland
Falck Renewables SpA | Cambrian | Wind Onshore | Wind Onshore | 58.5 | 2005 | Wales
Falck Renewables SpA | Earlsburn | Wind Onshore | Wind Onshore | 37.5 | 2007 | Scotland
Falck Renewables SpA | Kilbraur | Wind Onshore | Wind Onshore | 67.5 | 2008 | Scotland
Falck Renewables SpA | Kingsburn | Wind Onshore | Wind Onshore | 22.5 | 2016 | Scotland
Falck Renewables SpA | Millennium | Wind Onshore | Wind Onshore | 65 | 2008 | Scotland
Falck Renewables SpA | West Browncastle | Wind Onshore | Wind Onshore | 30 | 2014 | Scotland
Falck Renewables SpA | Sites with capacity <20 MW | Wind Onshore | Wind Onshore | 43.05
First Hydro Holdings Company | Dinorwig | Pumped hydro | Pumped hydro | 1800 | 1984 | Wales
First Hydro Holdings Company | Ffestiniog | Pumped hydro | Pumped hydro | 360 | 1963 | Wales
Foresight Group | Frodsham Wind Farm | Wind Onshore | Wind Onshore | 50.35 | 2017 | North West
Foresight Group | Shotwick | Solar PV | Solar PV | 72.21 | 2016 | Wales
Foresight Group | Sites with capacity <20 MW | Wind Onshore | Wind Onshore | 14.3
Fred Olsen Renewables | Brockloch Rig | Wind Onshore | Wind Onshore | 61.5 | 2017 | Scotland
Fred Olsen Renewables | Brockloch Rig 1 | Wind Onshore | Wind Onshore | 21.6 | 1996 | Scotland
Fred Olsen Renewables | Crystal Rig | Wind Onshore | Wind Onshore | 62.5 | 2003 | Scotland
Fred Olsen Renewables | Crystal Rig II | Wind Onshore | Wind Onshore | 138 | 2003 | Scotland
Fred Olsen Renewables | Mid Hill | Wind Onshore | Wind Onshore | 75.9 | 2013 | Scotland
Fred Olsen Renewables | Pauls Hill | Wind Onshore | Wind Onshore | 64.4 | 2005 | Scotland
Fred Olsen Renewables | Rothes | Wind Onshore | Wind Onshore | 50.6 | 2004 | Scotland
Fred Olsen Renewables | Rothes II | Wind Onshore | Wind Onshore | 41.4 | 2013 | Scotland
Fred Olsen Renewables | Sites with capacity <20 MW | Wind Onshore | Wind Onshore | 13.8
Greencoat Capital | Aston Clinton | Solar PV | Solar PV | 24.2423 | 2015 | East Midlands
Greencoat Capital | Bann Road | Solar PV | Solar PV | 45.7528 | 2017 | Northern Ireland
Greencoat Capital | Braes of Doune Wind Farm | Wind Onshore | Wind Onshore | 72 | 2007 | Scotland
Greencoat Capital | Brockaghboy | Wind Onshore | Wind Onshore | 47.5 | 2017 | Northern Ireland
Greencoat Capital | Crighshane | Wind Onshore | Wind Onshore | 32.2 | 2012 | Northern Ireland
Greencoat Capital | Drone Hill | Wind Onshore | Wind Onshore | 28.6 | 2012 | Scotland
Greencoat Capital | Eveley | Solar PV | Solar PV | 49.328 | 2016 | South East
Greencoat Capital | Gaultney | Solar PV | Solar PV | 21.558 | 2015 | East Midlands
Greencoat Capital | Maerdy | Wind Onshore | Wind Onshore | 24 | 2013 | Wales
Greencoat Capital | Mount Farm | Solar PV | Solar PV | 23.0789 | 2016 | West Midlands
Greencoat Capital | North Rhins | Wind Onshore | Wind Onshore | 22 | 2009 | Scotland
Greencoat Capital | Rose & Crown | Solar PV | Solar PV | 30.107 | 2016 | East
Greencoat Capital | ScottowMoor | Solar PV | Solar PV | 33.68 | 2015 | East
Greencoat Capital | Screggagh | Wind Onshore | Wind Onshore | 20 | 2011 | Northern Ireland
Greencoat Capital | Sixpenny Wood | Wind Onshore | Wind Onshore | 20.5 | 2013 | East Midlands
Greencoat Capital | Slieve Divena | Wind Onshore | Wind Onshore | 30 | 2009 | Northern Ireland
Greencoat Capital | Stroupster | Wind Onshore | Wind Onshore | 29.9 | 2015 | Scotland
Greencoat Capital | Tappaghan Wind Farm | Wind Onshore | Wind Onshore | 28.5 | 2005 | Northern Ireland
Greencoat Capital | Tom Nan Clach | Wind Onshore | Wind Onshore | 39.1 | 2019 | Scotland
Greencoat Capital | Vine Farm | Solar PV | Solar PV | 45.916 | 2016 | East
Greencoat Capital | Sites with capacity <20 MW | Solar PV | Solar PV | 537.8961
Greencoat Capital | Sites with capacity <20 MW | Wind Onshore | Wind Onshore | 148.76
Intergen | Coryton Energy Company | Natural Gas | CCGT | 800 | 2002 | South East
Intergen | Rocksavage | Natural Gas | CCGT | 810 | 1998 | North West
Intergen | Spalding | Natural Gas | CCGT | 950 | 2004 | East Midlands
Lightsource BP | Bury Lane | Solar PV | Solar PV | 22.2159 | 2014 | East England
Lightsource BP | Crundale | Solar PV | Solar PV | 43.6643 | 2015 | Wales
Lightsource BP | Exning | Solar PV | Solar PV | 30.276 | 2015 | East England
Lightsource BP | Fareham | Solar PV | Solar PV | 20.508 | 2014 | South East
Lightsource BP | Goosehall | Solar PV | Solar PV | 43.2216 | 2020 | East
Lightsource BP | Hill House Farm | Solar PV | Solar PV | 28.3118 | 2015 | West Midlands
Lightsource BP | Maghaberry | Solar PV | Solar PV | 27.099 | 2018 | Northern Ireland
Lightsource BP | South Creake | Solar PV | Solar PV | 26.0012 | 2016 | East England
Lightsource BP | Sites with capacity <20 MW | Solar PV | Solar PV | 594.4718
LondonEnergy | LondonEnergy Energy Centre | Waste (municipal solid waste) | Conventional steam | 50 | 1970 | London
Marchwood Power | Marchwood Power | Natural Gas | CCGT | 898 | 2009 | South East
Octopus Investments | Abbots Ripton | Solar PV | Solar PV | 24.6672 | 2014 | East Midlands
Octopus Investments | Ermine Street | Solar PV | Solar PV | 32.4494 | 2014 | East Midlands
Octopus Investments | Melbourn Muncey Farm | Solar PV | Solar PV | 30.9417 | 2015 | South East
Octopus Investments | Pitchford | Solar PV | Solar PV | 21.0084 | 2015 | Wales
Octopus Investments | Waterloo Farm 1&2 | Solar PV | Solar PV | 28.6681 | 2015 | South East
Octopus Investments | Sites with capacity <20 MW | Solar PV | Solar PV | 852.37
Orsted | Barrow | Wind Offshore | Wind Offshore | 90 | 2006 | North West
Orsted | Burbo Extension | Wind Offshore | Wind Offshore | 259 | 2016 | North West
Orsted | Burbo Offshore Windfarm | Wind Offshore | Wind Offshore | 90 | 2008 | North West
Orsted | Gunfleet Sands 1 & 2 Ltd. | Wind Offshore | Wind Offshore | 172.8 | 2010 | South East
Orsted | Hornsea 1 | Wind Offshore | Wind Offshore | 1218 | 2019 | North East
Orsted | Lincs | Wind Offshore | Wind Offshore | 270 | 2013 | East England
Orsted | Race Bank | Wind Offshore | Wind Offshore | 573 | 2018 | East England
Orsted | Walney 1 & 2 | Wind Offshore | Wind Offshore | 368 | 2011 | North West
Orsted | Walney 3 | Wind Offshore | Wind Offshore | 330 | 2017 | North West
Orsted | Walney 4 | Wind Offshore | Wind Offshore | 329 | 2018 | North West
Orsted | West of Duddon Sands | Wind Offshore | Wind Offshore | 389 | 2014 | North West
Orsted | Westermost Rough | Wind Offshore | Wind Offshore | 210 | 2015 | Yorkshire & Humber
Orsted | Sites with capacity <20 MW | Wind Offshore | Wind Offshore | 12
Part of PX Group | Fellside CHP* | Natural Gas | CCGT | 155 | 1995 | North West
Pennant Walters | Maesgwyn | Wind Onshore | Wind Onshore | 26 | 2011 | Wales
Pennant Walters | Mynydd Bwllfa | Wind Onshore | Wind Onshore | 22.5 | 2015 | Wales
Pennant Walters | Pant y Wal | Wind Onshore | Wind Onshore | 52.5 | 2013 | Wales
Pennant Walters | Pant y Wal Extension | Wind Onshore | Wind Onshore | 20 | 2017 | Wales
Pennant Walters | Sites with capacity <20 MW | Solar PV | Solar PV | 2.5
Pennant Walters | Sites with capacity <20 MW | Wind Onshore | Wind Onshore | 2.5
RES Group | Altahullion Wind Farm (NI) | Wind Onshore | Wind Onshore | 26 | 2003 | Northern Ireland
RES Group | Black Hill Wind Farm | Wind Onshore | Wind Onshore | 28.6 | 2007 | Scotland
RES Group | Castle Craig | Wind Onshore | Wind Onshore | 25 | 2018 | Northern Ireland
RES Group | Chalgrove Solar Limited | Solar PV | Solar PV | 21.34 | 2015 | London
RES Group | Dungavel | Wind Onshore | Wind Onshore | 26 | 2015 | Scotland | (6)
RES Group | Egmere | Solar PV | Solar PV | 21 | 2014 | East England
RES Group | Freasdail (GB) | Wind Onshore | Wind Onshore | 22.5 | 2017 | Scotland
RES Group | Garreg Llwyd (GB) | Wind Onshore | Wind Onshore | 30.4 | 2017 | Wales
RES Group | Glenchamber Wind Farm (GB) | Wind Onshore | Wind Onshore | 25.3 | 2016 | Scotland
RES Group | Glens of Foudland | Wind Onshore | Wind Onshore | 26 | 2009 | Scotland
RES Group | Hall Farm | Wind Onshore | Wind Onshore | 24.6 | 2013 | Yorkshire & Humber | (6)
RES Group | Hill of Towie Wind Farm (GB) | Wind Onshore | Wind Onshore | 48.3 | 2012 | Scotland
RES Group | Kelburn Wind Farm (GB) | Wind Onshore | Wind Onshore | 28 | 2012 | Scotland
RES Group | Little Raith (GB) | Wind Onshore | Wind Onshore | 24.8 | 2020 | Scotland
RES Group | Llynfi Afan | Wind Onshore | Wind Onshore | 24 | 2017 | Wales | (6)
RES Group | Minnygap (GB) | Wind Onshore | Wind Onshore | 25 | 2017 | Scotland
RES Group | Parley | Solar PV | Solar PV | 24.2 | 2014 | South West
RES Group | Solwaybank | Wind Onshore | Wind Onshore | 30.4 | 2020 | Scotland
RES Group | Tormywheel | Wind Onshore | Wind Onshore | 30.75 | 2017 | Scotland
RES Group | Wryde Croft Wind Farm (GB) | Wind Onshore | Wind Onshore | 26 | 2016 | East
RES Group | Sites with capacity <20 MW | Solar PV | Solar PV | 168.88
RES Group | Sites with capacity <20 MW | Wind Onshore | Wind Onshore | 415.439
Riverside Resource Recovery | Riverside | Waste (municipal solid waste) | Conventional steam | 80 | 2011 | London
RWE Npower | Bad a Cheo | Wind Onshore | Wind Onshore | 26.65 | 2018 | Scotland
RWE Npower | Bradwell | Wind Onshore | Wind Onshore | 20.5 | 2013 | East England
RWE Npower | Brechfa Forest West | Wind Onshore | Wind Onshore | 57.4 | 2018 | Wales
RWE Npower | Camster | Wind Onshore | Wind Onshore | 50 | 2013 | Scotland
RWE Npower | Cheshire | Natural Gas | OCGT | 40 | 2000 | North West
RWE Npower | Clocaenog Forest | Wind Onshore | Wind Onshore | 96 | 2019 | Wales
RWE Npower | Cowes | Diesel/Gas Oil | OCGT | 140 | 1982 | South East
RWE Npower | Didcot B | Natural Gas | CCGT | 1450 | 1998 | South East
RWE Npower | Didcot GT | Diesel/Gas Oil | OCGT | 100 | 1972 | South East
RWE Npower | Galloper | Wind Offshore | Wind Offshore | 352.8 | 2017 | East
RWE Npower | Goole Fields A | Wind Onshore | Wind Onshore | 33 | 2013 | Yorkshire & Humber
RWE Npower | Goole Fields B | Wind Onshore | Wind Onshore | 34.85 | 2016 | Yorkshire & Humber
RWE Npower | Great Yarmouth | Natural Gas | CCGT | 420 | 2001 | East
RWE Npower | Grimsby | Natural Gas | OCGT | 20 | 2018 | Yorkshire & Humber
RWE Npower | Gwynt y Mor | Wind Offshore | Wind Offshore | 576 | 2013 | Wales
RWE Npower | Humber Gateway | Wind Offshore | Wind Offshore | 219 | 2015 | Yorkshire & Humber
RWE Npower | Hythe | Natural Gas | OCGT | 44 | 2005 | South East
RWE Npower | Kings Lynn | Natural Gas | CCGT | 395 | 1997 | East
RWE Npower | Little Barford | Natural Gas | CCGT | 723 | 1995 | East
RWE Npower | Little Barford GT | Diesel/Gas Oil | OCGT | 17 | 2006 | East Midlands
RWE Npower | Little Cheyne Court | Wind Onshore | Wind Onshore | 59.8 | 2008 | South East
RWE Npower | London Array | Wind Offshore | Wind Offshore | 630 | 2013 | Yorkshire & Humber
RWE Npower | Markinch CHP* | Biomass | Conventional steam | 65 | 2014 | Scotland
RWE Npower | Middlemoor | Wind Onshore | Wind Onshore | 54 | 2013 | North East
RWE Npower | Mynydd y Gwair | Wind Onshore | Wind Onshore | 32.8 | 2019 | Wales
RWE Npower | North Hoyle | Wind Offshore | Wind Offshore | 60 | 2004 | Wales
RWE Npower | Novar 2 | Wind Onshore | Wind Onshore | 36.8 | 2012 | Scotland
RWE Npower | Pembroke | Natural Gas | CCGT | 2199 | 2012 | Wales
RWE Npower | Rampion | Wind Offshore | Wind Offshore | 400.2 | 2018 | South East
RWE Npower | Rhyl Flats | Wind Offshore | Wind Offshore | 90 | 2009 | Wales
RWE Npower | Robin Rigg East | Wind Offshore | Wind Offshore | 84 | 2010 | North West
RWE Npower | Robin Rigg West | Wind Offshore | Wind Offshore | 90 | 2010 | North West
RWE Npower | Rosehall | Wind Onshore | Wind Onshore | 24.7 | 2013 | Scotland
RWE Npower | Scroby Sands | Wind Offshore | Wind Offshore | 60 | 2004 | East England
RWE Npower | Seal Sands | Natural Gas | CCGT | 55 | 1999 | North East
RWE Npower | Stags Holt | Wind Onshore | Wind Onshore | 20 | 2007 | East Midlands
RWE Npower | Staythorpe C | Natural Gas | CCGT | 1772 | 2010 | East Midlands
RWE Npower | Tween Bridge | Wind Onshore | Wind Onshore | 44 | 2012 | Yorkshire & Humber
RWE Npower | Sites with capacity <20 MW | Hydro Natural Flow | Hydro Natural Flow | 82.373
RWE Npower | Sites with capacity <20 MW | Wind Onshore | Wind Onshore | 218.5
Scira Offshore Energy | Dudgeon BMU 1 | Wind Offshore | Wind Offshore | 108 | 2017 | East
Scira Offshore Energy | Dudgeon BMU 2 | Wind Offshore | Wind Offshore | 90 | 2017 | East
Scira Offshore Energy | Dudgeon BMU 3 | Wind Offshore | Wind Offshore | 102 | 2017 | East
Scira Offshore Energy | Dudgeon BMU 4 | Wind Offshore | Wind Offshore | 102 | 2017 | East
Scira Offshore Energy | Hywind BMU 1 | Wind Offshore | Wind Offshore | 30 | 2017 | East
Scira Offshore Energy | Sheringham Shoal BMU 1 | Wind Offshore | Wind Offshore | 158 | 2012 | East
Scira Offshore Energy | Sheringham Shoal BMU 2 | Wind Offshore | Wind Offshore | 158 | 2012 | East
Scottish Power | Arecleoch | Wind Onshore | Wind Onshore | 120 | 2010 | Scotland
Scottish Power | Beinn an Tuirc I | Wind Onshore | Wind Onshore | 29.7 | 2002 | Scotland
Scottish Power | Beinn an Tuirc II | Wind Onshore | Wind Onshore | 43.7 | 2012 | Scotland
Scottish Power | Beinn Tharsuinn | Wind Onshore | Wind Onshore | 29.75 | 2005 | Scotland
Scottish Power | Black Law I | Wind Onshore | Wind Onshore | 124.2 | 2005 | Scotland
Scottish Power | Black Law II | Wind Onshore | Wind Onshore | 63.43 | 2016 | Scotland
Scottish Power | Carland Cross RP | Wind Onshore | Wind Onshore | 20 | 2013 | South West
Scottish Power | Cruach Mhor | Wind Onshore | Wind Onshore | 29.75 | 2004 | Scotland
Scottish Power | Dersalloch | Wind Onshore | Wind Onshore | 69 | 2016 | Scotland
Scottish Power | Dun Law II | Wind Onshore | Wind Onshore | 29.75 | 2009 | Scotland
Scottish Power | East Anglia One | Wind Offshore | Wind Offshore | 714 | 2019 | East
Scottish Power | Ewe Hill II | Wind Onshore | Wind Onshore | 36.8 | 2017 | Scotland
Scottish Power | Glenapp | Wind Onshore | Wind Onshore | 22 | 2017 | Scotland
Scottish Power | Green Knowes | Wind Onshore | Wind Onshore | 27 | 2008 | Scotland
Scottish Power | Hagshaw Hill II | Wind Onshore | Wind Onshore | 26 | 2008 | Scotland
Scottish Power | Hare Hill II | Wind Onshore | Wind Onshore | 29.75 | 2016 | Scotland
Scottish Power | Harestanes | Wind Onshore | Wind Onshore | 136 | 2013 | Scotland
Scottish Power | Kilgallioch | Wind Onshore | Wind Onshore | 239 | 2016 | Scotland
Scottish Power | Lynemouth | Wind Onshore | Wind Onshore | 26 | 2012 | North East
Scottish Power | Mark Hill | Wind Onshore | Wind Onshore | 56 | 2011 | Scotland
Scottish Power | P&L | Wind Onshore | Wind Onshore | 30.6 | 1993 | Wales
Scottish Power | Whitelee | Wind Onshore | Wind Onshore | 322 | 2007 | Scotland
Scottish Power | Whitelee II | Wind Onshore | Wind Onshore | 217.02 | 2012 | Scotland
Scottish Power | Sites with capacity <20 MW | Wind Onshore | Wind Onshore | 182.89
Sembcorp Utilities | Wilton 10* | Biomass | Conventional steam | 33.276 | 2007 | North East
Sembcorp Utilities | Wilton 11 EfW | Waste (municipal solid waste) | Conventional steam | 49 | 2016 | North East
Sembcorp Utilities | Wilton GT* | Natural Gas | Conventional steam | 120 | 1952 | North East
SSE Group | Keadby GT | Diesel/Gas Diesel/Gas Oil | OCGT | 25 | 1994 | Yorkshire and Humber
SSE Group | Pilkington - Greengate * | Natural Gas | OCGT | 10 | 1998 | North West
SSE Group | Achany Windfarm | Wind Onshore | Wind Onshore | 38 | 2010 | Scotland
SSE Group | Aigas Power Station - A,E | Hydro Natural Flow | Hydro Natural Flow | 20 | 1962 | Scotland
SSE Group | Arnish | Diesel/Gas Oil | OCGT | 10 | 2000 | Scotland
SSE Group | Artfield Fell Windfarm - A,C | Wind Onshore | Wind Onshore | 28.6 | 2005 | Scotland
SSE Group | Barkip | Biomass | Conventional steam | 2.126 | 2011 | Scotland
SSE Group | Barra | Diesel/Gas Oil | OCGT | 2.5 | 1986 | Scotland
SSE Group | Beatrice Offshore windfarm | Wind Offshore | Wind Offshore | 588 | 2018 | Scotland
SSE Group | Bhlaraidh Wind Farm | Wind Onshore | Wind Onshore | 110.4 | 2017 | Scotland
SSE Group | Bowmore | Diesel/Gas Oil | OCGT | 6 | 1946 | Scotland
SSE Group | Burghfield | Natural Gas | OCGT | 50 | 1998 | South East
SSE Group | Chickerell | Natural Gas | OCGT | 50 | 1998 | South West
SSE Group | Chippenham | Natural Gas | OCGT | 10.07 | 2002 | South West
SSE Group | Clachan | Hydro Natural Flow | Hydro Natural Flow | 40 | 1955 | Scotland
SSE Group | Clunie | Hydro Natural Flow | Hydro Natural Flow | 61.2 | 1950 | Scotland
SSE Group | Clyde Windfarm (Central) | Wind Onshore | Wind Onshore | 195.9 | 2011 | Scotland
SSE Group | Clyde Windfarm (North) | Wind Onshore | Wind Onshore | 197.7 | 2012 | Scotland
SSE Group | Clyde Windfarm (South) | Wind Onshore | Wind Onshore | 128.8 | 2011 | Scotland
SSE Group | Deanie | Hydro Natural Flow | Hydro Natural Flow | 38 | 1963 | Scotland
SSE Group | Drumderg Windfarm | Wind Onshore | Wind Onshore | 36.8 | 2008 | Scotland
SSE Group | Dunmaglass Wind Farm | Wind Onshore | Wind Onshore | 94.05 | 2016 | Scotland
SSE Group | Errochty | Hydro Natural Flow | Hydro Natural Flow | 75 | 1955 | Scotland
SSE Group | Fairburn Windfarm | Wind Onshore | Wind Onshore | 40 | 2009 | Scotland
SSE Group | Fasnakyle | Hydro Natural Flow | Hydro Natural Flow | 69 | 1951 | Scotland
SSE Group | Foyers Pumped Storage | Pumped hydro | Pumped hydro | 300 | 1974 | Scotland
SSE Group | Glendoe Hydro Power Station | Hydro Natural Flow | Hydro Natural Flow | 100 | 2008 | Scotland
SSE Group | Glenmoriston | Hydro Natural Flow | Hydro Natural Flow | 37 | 1957 | Scotland
SSE Group | Gordonbush Wind Farm | Wind Onshore | Wind Onshore | 70 | 2011 | Scotland
SSE Group | Greater Gabbard | Wind Offshore | Wind Offshore | 504 | 2011 | East England
SSE Group | Griffin Wind Farm | Wind Onshore | Wind Onshore | 188.6 | 2011 | Scotland
SSE Group | Hadyard Hill Windfarm - A,C | Wind Onshore | Wind Onshore | 119.8 | 2005 | Scotland
SSE Group | Inverawe | Hydro Natural Flow | Hydro Natural Flow | 25 | 1963 | Scotland
SSE Group | Keadby | Natural Gas | CCGT | 735 | 1982 | East Midlands
SSE Group | Keadby Wind Farm | Wind Onshore | Wind Onshore | 68 | 2013 | East England
SSE Group | Kilmorack Power Station -A,E | Hydro Natural Flow | Hydro Natural Flow | 20 | 1962 | Scotland
SSE Group | Kirkwall | Diesel/Gas Oil | OCGT | 16 | 1952 | Scotland
SSE Group | Lerwick | Diesel/Gas Oil | OCGT | 67 | 1953 | Scotland
SSE Group | Loch Carnan | Diesel/Gas Oil | OCGT | 11 | 1972 | Scotland
SSE Group | Lochay | Hydro Natural Flow | Hydro Natural Flow | 46 | 1958 | Scotland
SSE Group | Luichart | Hydro Natural Flow | Hydro Natural Flow | 34 | 1954 | Scotland
SSE Group | Medway | Natural Gas | CCGT | 755 | 1995 | South East
SSE Group | Peterhead | Natural Gas | CCGT | 1180 | 1980 | Scotland | (7)
SSE Group | Rannoch | Hydro Natural Flow | Hydro Natural Flow | 45 | 1930 | Scotland
SSE Group | Slieve Kirk Windfarm | Wind Onshore | Wind Onshore | 73.6 | 2011 | Northern Ireland
SSE Group | Slough* | Biomass | Conventional steam | 35 | 2014 | South East
SSE Group | Sloy | Hydro Natural Flow | Hydro Natural Flow | 152.5 | 1950 | Scotland
SSE Group | Stornoway | Diesel/Gas Oil | OCGT | 23 | 1952 | Scotland
SSE Group | Strathy North | Wind Onshore | Wind Onshore | 66 | 2015 | Scotland
SSE Group | Stronelairg Wind Farm | Wind Onshore | Wind Onshore | 227.7 | 2018 | Scotland
SSE Group | Thatcham | Diesel/Gas Oil | OCGT | 9 | 1994 | South East
SSE Group | Tievenameenta Wind Farm | Wind Onshore | Wind Onshore | 34.5 | 2016 | Northern Ireland
SSE Group | Tiree | Diesel/Gas Oil | OCGT | 2.5 | 1953 | Scotland
SSE Group | Toddleburn Windfarm | Wind Onshore | Wind Onshore | 27.6 | 2010 | Scotland
SSE Group | Tummel | Hydro Natural Flow | Hydro Natural Flow | 34 | 1933 | Scotland
SSE Group | Sites with capacity <20 MW | Solar PV | Solar PV | 1.0472
SSE Group | Sites with capacity <20 MW | Hydro Natural Flow | Hydro Natural Flow | 365.893
SSE Group | Sites with capacity <20 MW | Wind Onshore | Wind Onshore | 45.52
Statkraft | Alltwalis | Wind Onshore | Wind Onshore | 23 | 2009 | Wales
Statkraft | Andershaw | Wind Onshore | Wind Onshore | 35 | 2017 | Scotland
Statkraft | Baillie | Wind Onshore | Wind Onshore | 53 | 2013 | Scotland
Statkraft | Berry Burn | Wind Onshore | Wind Onshore | 67 | 2014 | Scotland
Statkraft | Rheidol Hydro Scheme Gen 2 | Hydro Natural Flow | Hydro Natural Flow | 20.5 | 1962 | Wales
Statkraft | Rheidol Hydro Scheme Gen 3 | Hydro Natural Flow | Hydro Natural Flow | 20.5 | 1962 | Wales
Statkraft | Sites with capacity <20 MW | Hydro Natural Flow | Hydro Natural Flow | 14.975
Temporis Capital | Biggleswade | Wind Onshore | Wind Onshore | 20 | 2013 | East
Temporis Capital | Blackcraig | Wind Onshore | Wind Onshore | 52.9 | 2018 | Scotland
Temporis Capital | Sites with capacity <20 MW | Hydro Natural Flow | Hydro Natural Flow | 4.886
Temporis Capital | Sites with capacity <20 MW | Wind Onshore | Wind Onshore | 118.7
The Banks Group | Kype Muir Wind Farm | Wind Onshore | Wind Onshore | 88.4 | 2019 | Scotland
The Banks Group | Middle Muir Wind Farm | Wind Onshore | Wind Onshore | 51 | 2018 | Scotland
The Banks Group | Penny Hill Wind Farm | Wind Onshore | Wind Onshore | 20.4 | 2013 | Yorkshire & Humber
The Banks Group | Sites with capacity <20 MW | Wind Onshore | Wind Onshore | 64.15
Toucan Energy Services | Grange Farm | Solar PV | Solar PV | 21.0984 | 2014 | Choose
Toucan Energy Services | Lisburn | Solar PV | Solar PV | 20.5 | 2017 | Northern Ireland
Toucan Energy Services | Morton Solar | Solar PV | Solar PV | 28.0954 | 2015 | East Midlands
Toucan Energy Services | Stowbridge | Solar PV | Solar PV | 24.323 | 2014 | East Midlands
Toucan Energy Services | Swindon | Solar PV | Solar PV | 60.8926 | 2016 | South West
Toucan Energy Services | Sites with capacity <20 MW | Solar PV | Solar PV | 332.4906
Uniper UK | Connahs Quay | Sour Gas | CCGT | 1380 | 1996 | Wales
Uniper UK | Cottam Development Centre | Natural Gas | CCGT | 445 | 1998 | East Midlands
Uniper UK | Enfield | Natural Gas | CCGT | 408 | 1999 | London
Uniper UK | Grain (OCGT) | Diesel/Gas Oil | OCGT | 50 | 2011 | South East
Uniper UK | Grain CHP* | Natural Gas | CCGT | 1517 | 2011 | South East
Uniper UK | Grain GT | Diesel/Gas Diesel/Gas Oil | OCGT | 56 | 1978 | South East
Uniper UK | Killingholme | Natural Gas | OCGT | 600 | 1992 | Yorkshire & Humber
Uniper UK | Ratcliffe (OCGT) | Diesel/Gas Oil | OCGT | 34 | 1967 | East Midlands
Uniper UK | Ratcliffe (Steam) | Coal | Conventional steam | 2021 | 1967 | East Midlands
Uniper UK | Taylors Lane | Diesel/Gas Oil | OCGT | 144 | 1979 | London
Vattenfall | Aberdeen | Wind Offshore | Wind Offshore | 96.8 | 2018 | Scotland
Vattenfall | Clashindarroch | Wind Onshore | Wind Onshore | 36.9 | 2015 | Scotland
Vattenfall | Edinbane | Wind Onshore | Wind Onshore | 41.4 | 2009 | Scotland
Vattenfall | Kentish Flats | Wind Offshore | Wind Offshore | 90 | 2005 | South East
Vattenfall | Kentish Flats Extension | Wind Offshore | Wind Offshore | 49.5 | 2015 | South East
Vattenfall | Ormonde | Wind Offshore | Wind Offshore | 150 | 2011 | North West
Vattenfall | Pen Y Cymoedd | Wind Onshore | Wind Onshore | 228 | 2016 | Wales
Vattenfall | Ray | Wind Onshore | Wind Onshore | 54.4 | 2017 | North East
Vattenfall | Swinford | Wind Onshore | Wind Onshore | 22 | 2012 | East Midlands
Vattenfall | Thanet | Wind Offshore | Wind Offshore | 300 | 2010 | South East
Vattenfall | Sites with capacity <20 MW | Solar PV | Solar PV | 4.9
Vattenfall | Sites with capacity <20 MW | Wind Onshore | Wind Onshore | 8.4
Venitent Energy Services | A'Chruach | Wind Onshore | Wind Onshore | 42.6 | 2016 | Scotland
Venitent Energy Services | Ardrossan | Wind Onshore | Wind Onshore | 30 | 2004 | Scotland
Venitent Energy Services | Carno | Wind Onshore | Wind Onshore | 33.6 | 1996 | Wales
Venitent Energy Services | Causeymire | Wind Onshore | Wind Onshore | 48.3 | 2005 | Scotland
Venitent Energy Services | Dalswinton | Wind Onshore | Wind Onshore | 30 | 2008 | Scotland
Venitent Energy Services | Farr | Wind Onshore | Wind Onshore | 92 | 2006 | Scotland
Venitent Energy Services | Ffynnon Oer | Wind Onshore | Wind Onshore | 32 | 2006 | Wales
Venitent Energy Services | Galawhistle | Wind Onshore | Wind Onshore | 66 | 2017 | Scotland
Venitent Energy Services | Glenkerie | Wind Onshore | Wind Onshore | 22 | 2012 | Scotland
Venitent Energy Services | Lissett Airfield | Wind Onshore | Wind Onshore | 30 | 2009 | Yorkshire & Humber
Venitent Energy Services | Llyn Alaw | Wind Onshore | Wind Onshore | 20.4 | 1997 | Wales
Venitent Energy Services | Minsca | Wind Onshore | Wind Onshore | 36.8 | 2008 | Scotland
Venitent Energy Services | Sites with capacity <20 MW | Wind Onshore | Wind Onshore | 204.66
Veolia | SELCHP ERF* | Waste (municipal solid waste) | Conventional steam | 35 | 1994 | London
Viridor Waste Management | Ardley EfW | Waste (municipal solid waste) | Conventional Steam | 26 | 2014 | South East
Viridor Waste Management | Bolton EfW | Waste (municipal solid waste) | Conventional Steam | 8 | 1971 | North West
Viridor Waste Management | Cardiff EfW | Waste (municipal solid waste) | Conventional Steam | 30 | 2014 | Wales
Viridor Waste Management | Exeter EfW | Waste (municipal solid waste) | Conventional Steam | 3.5 | 2014 | South West
Viridor Waste Management | Lakeside EfW | Waste (municipal solid waste) | Conventional Steam | 37 | 2010 | South West
Viridor Waste Management | Peterborough EfW | Waste (municipal solid waste) | Conventional Steam | 7.3 | 2016 | East Midlands
Viridor Waste Management | Runcorn EfW | Waste (municipal solid waste) | Conventional steam | 91 | 2014 | North West
Vitol | Blackburn | Natural Gas | CCGT | 60 | 2002 | London | (8)
Vitol | Damhead | Natural Gas | CCGT | 805 | 2000 | South East | (8)
Vitol | Ryehouse | Natural Gas | CCGT | 715 | 1993 | East | (8)
Vitol | Shoreham | Natural Gas | CCGT | 420 | 2000 | South East | (8)
Vitol | VPI Immingham* | Natural Gas | CCGT | 1252 | 2004 | Yorkshire & Humber
Wise Energy Limited | Sites with capacity <20 MW | Solar PV | Solar PV | 66.8286
WPO UK Services | Airies | Wind Onshore | Wind Onshore | 39.9 | 2017 | Scotland
WPO UK Services | Sites with capacity <20 MW | Solar PV | Solar PV | 127.6249
WPO UK Services | Sites with capacity <20 MW | Wind Onshore | Wind Onshore | 108.15
XceCo | Inner Dowsing Wind Farm | Wind Offshore | Wind Offshore | 97.2 | 2008 | Yorkshire & Humber
XceCo | Lynn Wind Farm | Wind Offshore | Wind Offshore | 97.2 | 2008 | Yorkshire & Humber
Summary |  | Fuel |  | Installed Capacity (MW)
Major Power Producers
|  | Total MPP coal |  | 4580
|  | Total MPP natural gas |  | 30903.07 |  |  | (9)
|  | Total MPP sour gas |  | 1380
|  | Total MPP diesel/gas oil |  | 1312.5 |  |  | (9)
|  | Total MPP nuclear |  | 7833
|  | Total MPP biomass |  | 3400.418
|  | Total MPP waste |  | 463
|  | Total MPP hydro |  | 1466.127
|  | Total MPP pumped storage |  | 2900
|  | Total MPP onshore wind |  | 10610.4339
|  | Total MPP offshore wind |  | 10409.5
|  | Total MPP solar |  | 4598.3055
|  | TOTAL MAJOR POWER PRODUCERS |  | 79856.3544
Other Generators (10)
|  | Other generators coal |  | 19.8795
|  | Other generators oil |  | 42.2253
|  | Other generators natural gas |  | 2900.7712
|  | Other generators biomass and waste |  | 4087.999
|  | Other generators hydro |  | 413.5357
|  | Other generators wind (onshore) |  | 3603.71
|  | Other generators wind (offshore) |  | 9.35
|  | Other generators solar |  | 9015.1457
|  | Other generators wave and tidal |  | 22.298
|  | Other generators other fuels (11) |  | 589.0011
|  | TOTAL OTHER GENERATORS |  | 20703.9155
|  | TOTAL ALL GENERATING COMPANIES |  | 100560.2699
Interconnectors
Interconnector |  |  |  | Capacity (MW) | Year of first operation
England - France |  |  |  | 2000 | 1986
England - Netherlands |  |  |  | 1000 | 2011
England - Belgium |  |  |  | 1000 | 2019 |  | (12)
Scotland - Northern Ireland |  |  |  | 500 | 2002
Wales - Irish Republic |  |  |  | 500 | 2012
Northern Ireland - Irish Republic |  |  |  | 540 | 1996 |  | (13, 14)
Footnotes
(1) This list covers stations owned or operated by Major Power Producers; other power stations (including many renewable sites and auto-generators) are included in the summary table at the end of table 5.11 but not listed separately.
(2) Previously operated as Combined Cycle Gas Turbines but these stations now operate as Open Cycle Gas Turbines.
(3) Site transferred from RES Group to Cubico in 2021.
(4) Sites transferred from RWE to EPR in 2020.
(5) Sites transferred from Lightsource BP to Greencoat Capital in 2021.
(6) Sites transferred from Foresight to RES Group in 2021.
(7) Total capacity is 1,840 MW but because of transmission constraints only 1,180 MW can be used at any one time.
(8) Sites transferred from Drax Group to Vitol in 2021.
(9) Note that these MPP totals include some sites that are operated by MPPs but are not included in the MPP survey. These sites can be filtered out on the 'Database' tab.
(10) The capacities of 'other generators' for coal, oil , natural gas and other fuels are Declared Net Capacities (DNC) rather than installed capacities.
(11) The main 'other fuels' included are coke oven gas, blast furnace gas and waste products from checmial processes.
(12) The UK-Belgium ‘Nemo Link’ interconnector began commissioning in mid-December 2018 and became fully operational on 31st January 2019.
(13) This is made up of a main interconnector, which is usually restricted to a capacity of 300 MW in either direction, and two standby interconnectors, which each have a capacity of 120 MW.
(14) The interconnector was initially built in 1970 but was damaged in 1975 and did not come back into operation until 1996.
* indicates CHP plant

## DUKES 2020
5.11 Power Stations in the United Kingdom
(operational at the end of May 2020)(1)
Major Power Producer (MPP) sites
Note that non-thermal renewable sites with a capacity of less than 20 MW are aggregated for each company in this table. A full version of the table is available on the 'Database' tab.
Company Name | Station Name | Fuel | Technology | Installed Capacity (MW) | Year of commission or year generation began | Location Scotland, Wales, Northern Ireland or English region
Anesco | Sites with capacity < 20 MW | Solar | Solar | 511.6906
Banks Renewables Limited | Kype Muir | Wind (Onshore) | Wind (Onshore) | 88.4 | 2019 | Scotland
| Middle Muir | Wind (Onshore) | Wind (Onshore) | 51 | 2019 | Scotland
BayWa R.E | Beinneun | Wind (Onshore) | Wind (Onshore) | 108.8 | 2017 | Scotland
| Cour | Wind (Onshore) | Wind (Onshore) | 20.5 | 2017 | Scotland
| Scout Moor | Wind (Onshore) | Wind (Onshore) | 65 | 2008 | North West | (6)
| Tir Mostyn & Foel Goch | Wind (Onshore) | Wind (Onshore) | 21.25 | 2005 | Wales | (6)
| Sites with capacity < 20 MW | Wind (Onshore) | Wind (Onshore) | 35.2
British Solar Renewables | Bradenstoke | Solar | Solar | 69.7884 | 2015 | South West
| Sites with capacity < 20 MW | Solar | Solar | 9.9728
Calon Energy | Baglan Bay GT | Diesel/gas Diesel/Gas oil | OCGT | 32.3 | 2002 | Wales
| Sutton Bridge | Natural Gas | CCGT | 819 | 1999 | East Midlands
| Baglan Bay | Natural Gas | CCGT | 520 | 2002 | Wales
| Severn Power | Natural Gas | CCGT | 850 | 2010 | Wales
Centrica | Peterborough | Natural Gas | OCGT | 245 | 1993 | Eastern | (2)
| Glanford Brigg | Natural Gas | OCGT | 99 | 1994 | Yorkshire and Humber | (2)
Cubico Sustainable Investments | Broxted | Solar | Solar | 31.59 | 2013 | Eastern
| Owl's Hatch | Solar | Solar | 51.9376 | 2015 | South East
| Sites with capacity < 20 MW | Solar | Solar | 65.3149
| Middlewick | Wind (Onshore) | Wind (Onshore) | 20.7 | 2014 | Eastern | (5)
Drax Power | Drax - biomass units | Biomass (wood pellets, sunflower/oat husk pellets) | Bioenergy | 2640 | 2013 | Yorkshire and Humber
| Drax - coal units | Coal | Conventional steam | 1320 | 1974 | Yorkshire and Humber
| Drax GT | Diesel/gas Diesel/Gas oil | OCGT | 75 | 1971 | Yorkshire and Humber
| Glenlee | Hydro | Hydro | 24 | 1935 | Scotland
| Kendoon | Hydro | Hydro | 24 | 1935 | Scotland
| Tongland | Hydro | Hydro | 33 | 1935 | Scotland
| Sites with capacity < 20 MW | Hydro | Hydro | 44
| Blackburn | Natural Gas | CCGT | 60 | 2011 | North West
| Damhead Creek | Natural Gas | CCGT | 805 | 2000 | South East
| Rye House | Natural Gas | CCGT | 715 | 1993 | Eastern
| Shoreham | Natural Gas | CCGT | 420 | 2000 | South East
| Cruachan | Pumped Storage | Pumped Storage | 440 | 1965 | Scotland
E.On UK | Blackburn Meadows* | Biomass (Woodchip) | Bioenergy | 34 | 2015 | Yorkshire and Humber
| Steven's Croft* | Biomass (Woodchip) | Bioenergy | 46 | 2007 | Scotland
| Castleford | Natural Gas | CCGT | 56 | 2002 | Yorkshire and Humber
| Sandbach | Natural Gas | CCGT | 56 | 1999 | North West
| Thornhill | Natural Gas | CCGT | 50 | 1998 | Yorkshire and Humber
Ecotricity | Sites with capacity < 20 MW | Solar | Solar | 0.9
| Sites with capacity < 20 MW | Wind (Onshore) | Wind (Onshore) | 87.62
EDF Energy | West Burton | Coal | Conventional steam | 2000 | 1969 | East Midlands
| West Burton GT | Diesel/gas Diesel/Gas oil | OCGT | 40 | 1967 | East Midlands
| West Burton CCGT | Natural Gas | CCGT | 1332 | 2013 | East Midlands
| Barkantine Heat & Power * | Natural Gas | OCGT | 1 | 2000 | London
| London Heat & Power * | Natural Gas | OCGT | 9 | 2000 | London
| Dungeness B | Nuclear | AGR | 1090 | 1983 | South East
| Hartlepool | Nuclear | AGR | 1185 | 1983 | North East
| Heysham 1 | Nuclear | AGR | 1060 | 1983 | North West
| Heysham 2 | Nuclear | AGR | 1240 | 1988 | North West
| Hinkley Point B | Nuclear | AGR | 965 | 1976 | South West
| Hunterston B | Nuclear | AGR | 985 | 1976 | Scotland
| Torness | Nuclear | AGR | 1200 | 1988 | Scotland
| Sizewell B | Nuclear | PWR | 1198 | 1995 | Eastern
| Blyth | Wind (Offshore) | Wind (Offshore) | 40 | 2018 | North East
| Teesside | Wind (Offshore) | Wind (Offshore) | 62 | 2013 | North East
| Beckburn | Wind (Onshore) | Wind (Onshore) | 31.05 | 2017 | North West
| Bicker Fen | Wind (Onshore) | Wind (Onshore) | 26 | 2008 | East Midlands
| Burnfoot | Wind (Onshore) | Wind (Onshore) | 30.1 | 2010 | Scotland
| Burnhead Moss | Wind (Onshore) | Wind (Onshore) | 26 | 2016 | Scotland
| Corriemoillie | Wind (Onshore) | Wind (Onshore) | 48.45 | 2017 | Scotland
| Dorenell | Wind (Onshore) | Wind (Onshore) | 177 | 2019 | Scotland
| Fallago Rig | Wind (Onshore) | Wind (Onshore) | 144 | 2013 | Scotland
| Green Rigg | Wind (Onshore) | Wind (Onshore) | 36 | 2012 | North East
| Longpark | Wind (Onshore) | Wind (Onshore) | 38 | 2009 | Scotland
| Red Tile | Wind (Onshore) | Wind (Onshore) | 24 | 2007 | Eastern
| Rusholme | Wind (Onshore) | Wind (Onshore) | 24 | 2010 | Yorkshire and Humber
| Sites with capacity < 20 MW | Wind (Onshore) | Wind (Onshore) | 210.19
For footnotes see end of section
5.11 Power Stations in the United Kingdom
(operational at the end of May 2020)(1) (continued)
Company Name | Station Name | Fuel | Technology | Installed Capacity (MW) | Year of commission or year generation began | Location Scotland, Wales, Northern Ireland or English region
Eneco Wind UK | Sites with capacity < 20 MW | Solar | Solar | 5
| Burn of Whilk | Wind (Onshore) | Wind (Onshore) | 22.5 | 2015 | Scotland
| Lochluichart | Wind (Onshore) | Wind (Onshore) | 69 | 2013 | Scotland
| Moy | Wind (Onshore) | Wind (Onshore) | 66 | 2016 | Scotland
| Twinshiels | Wind (Onshore) | Wind (Onshore) | 25 | 2014 | Scotland
| Sites with capacity < 20 MW | Wind (Onshore) | Wind (Onshore) | 17.5
Engie Power | Sites with capacity < 20 MW | Solar | Solar | 4.08
| Craigengelt (Scotia Wind) | Wind (Onshore) | Wind (Onshore) | 20 | 2010 | Scotland
| Sites with capacity < 20 MW | Wind (Onshore) | Wind (Onshore) | 59.83
EPR | Thetford | Biomass (litter, woodchip) | Bioenergy | 41.5 | 1998 | Eastern
| Glanford | Biomass (meat and bone meal) | Bioenergy | 16.7 | 1993 | Yorkshire and Humber
| Westfield | Biomass (poultry litter, waste wood) | Bioenergy | 12.5 | 2000 | Scotland
| Eye Suffolk | Biomass (poultry litter, woodchip) | Bioenergy | 14.316 | 1992 | Eastern
| Ely | Biomass (straw) | Bioenergy | 40 | 2001 | Eastern
EPUKi | Lynemouth | Biomass (Wood pellets) | Bioenergy | 420 | 2018 | North East
| Kilroot | Coal | Conventional steam | 559 | 1981 | Northern Ireland
| Ballylumford B GT1 & GT2 | Diesel/Gas oil | OCGT | 116 | 1974 | Northern Ireland
| Kilroot GT | Diesel/Gas oil | OCGT | 143.2 | 1981 | Northern Ireland
| Ballylumford C | Natural Gas | CCGT | 616 | 2003 | Northern Ireland
| South Humber Bank | Natural Gas | CCGT | 1365 | 1997 | Yorkshire and Humber
| Langage | Natural Gas | CCGT | 905 | 2010 | South West
ESB | Coolkeeragh GT | Diesel/Gas oil | OCGT | 53 | 1970 | Northern Ireland
| Coolkeeragh | Natural Gas | CCGT | 413 | 2004 | Northern Ireland
| Corby | Natural Gas | CCGT | 407 | 1994 | East Midlands
| Carrington | Natural Gas | CCGT | 910 | 2016 | North West
Falck Renewables | Assel Valley | Wind (Onshore) | Wind (Onshore) | 25 | 2016 | Scotland
| Auchrobert | Wind (Onshore) | Wind (Onshore) | 38.76 | 2017 | Scotland
| Ben Aketil | Wind (Onshore) | Wind (Onshore) | 27.6 | 2007 | Scotland
| Cambrian | Wind (Onshore) | Wind (Onshore) | 58.5 | 2005 | Wales
| Earlsburn | Wind (Onshore) | Wind (Onshore) | 37.5 | 2007 | Scotland
| Kilbraur | Wind (Onshore) | Wind (Onshore) | 67.5 | 2008 | Scotland
| Kingsburn | Wind (Onshore) | Wind (Onshore) | 22.5 | 2016 | Scotland
| Millennium | Wind (Onshore) | Wind (Onshore) | 65 | 2008 | Scotland
| West Browncastle | Wind (Onshore) | Wind (Onshore) | 30 | 2014 | Scotland
| Sites with capacity < 20 MW | Wind (Onshore) | Wind (Onshore) | 43.05
Fellside Heat and Power | Fellside CHP* | Natural Gas | CCGT | 155 | 1995 | North West
Ferrybridge Mulitfuel Energy | Ferrybridge Multi-fuel | Waste (municipal solid waste) | Bioenergy | 77 | 2015 | Yorkshire and Humber
| Ferrybridge Multi-fuel 2 | Waste (municipal solid waste) | Bioenergy | 79 | 2019 | Yorkshire and Humber
First Hydro Holdings Company | Dinorwig | Pumped Storage | Pumped Storage | 1800 | 1984 | Wales
| Ffestiniog | Pumped Storage | Pumped Storage | 360 | 1963 | Wales
Foresight Group | Shotwick | Solar | Solar | 72.21 | 2016 | Wales
Fred Olsen Renewables | Brockloch Rig | Wind (Onshore) | Wind (Onshore) | 61.5 | 2017 | Scotland
| Brockloch Rig 1 | Wind (Onshore) | Wind (Onshore) | 21.6 | 1996 | Scotland
| Crystal Rig | Wind (Onshore) | Wind (Onshore) | 62.5 | 2003 | Scotland
| Crystal Rig II | Wind (Onshore) | Wind (Onshore) | 138 | 2003 | Scotland
| Mid Hill | Wind (Onshore) | Wind (Onshore) | 75.9 | 2013 | Scotland
| Pauls Hill | Wind (Onshore) | Wind (Onshore) | 64.4 | 2005 | Scotland
| Rothes | Wind (Onshore) | Wind (Onshore) | 50.6 | 2004 | Scotland
| Rothes II | Wind (Onshore) | Wind (Onshore) | 41.4 | 2013 | Scotland
| Sites with capacity < 20 MW | Wind (Onshore) | Wind (Onshore) | 13.8
GLID Wind Farms Topco | Lynn | Wind (Offshore) | Wind (Offshore) | 97.2 | 2008 | East Midlands
| Inner Dowsing | Wind (Offshore) | Wind (Offshore) | 97.2 | 2008 | East Midlands
For footnotes see end of section
5.11 Power Stations in the United Kingdom
(operational at the end of May 2020)(1) (continued)
Company Name | Station Name | Fuel | Technology | Installed Capacity (MW) | Year of commission or year generation began | Location Scotland, Wales, Northern Ireland or English region
Greencoat Capital | Aston Clinton | Solar | Solar | 24.2423 | 2015 | South East | (7)
| Bann Road | Solar | Solar | 45.7528 | 2017 | Northern Ireland
| Eveley | Solar | Solar | 49.328 | 2016 | South East
| ScottowMoor | Solar | Solar | 33.68 | 2015 | Eastern
| Sites with capacity < 20 MW | Solar | Solar | 447.6366
| Braes of Doune | Wind (Onshore) | Wind (Onshore) | 72 | 2007 | Scotland
| Brockaghboy | Wind (Onshore) | Wind (Onshore) | 47.5 | 2017 | Northern Ireland
| Corriegarth | Wind (Onshore) | Wind (Onshore) | 69.5 | 2017 | Scotland
| Crighshane | Wind (Onshore) | Wind (Onshore) | 32.2 | 2012 | Northern Ireland
| Drone Hill | Wind (Onshore) | Wind (Onshore) | 28.6 | 2012 | Scotland
| Maerdy | Wind (Onshore) | Wind (Onshore) | 24 | 2013 | Wales
| North Rhins | Wind (Onshore) | Wind (Onshore) | 22 | 2009 | Scotland
| Screggagh | Wind (Onshore) | Wind (Onshore) | 20 | 2011 | Northern Ireland
| Sixpenny Wood | Wind (Onshore) | Wind (Onshore) | 20.5 | 2013 | Yorkshire and Humber
| Slieve Divena | Wind (Onshore) | Wind (Onshore) | 30 | 2009 | Northern Ireland
| Stroupster | Wind (Onshore) | Wind (Onshore) | 29.9 | 2015 | Scotland
| Tappaghan | Wind (Onshore) | Wind (Onshore) | 28.5 | 2005 | Northern Ireland
| Tom Nan Clach | Wind (Onshore) | Wind (Onshore) | 39.1 | 2019 | Scotland
| Sites with capacity < 20 MW | Wind (Onshore) | Wind (Onshore) | 129.96
Innogy | Sites with capacity < 20 MW | Hydro | Hydro | 81.213
| Galloper | Wind (Offshore) | Wind (Offshore) | 352.8 | 2017 | Eastern
| Gwynt y Mor | Wind (Offshore) | Wind (Offshore) | 576 | 2013 | Wales
| North Hoyle | Wind (Offshore) | Wind (Offshore) | 60 | 2004 | Wales
| Rhyl Flats | Wind (Offshore) | Wind (Offshore) | 90 | 2009 | Wales
| Bad a Cheo | Wind (Onshore) | Wind (Onshore) | 26.65 | 2018 | Scotland
| Bradwell | Wind (Onshore) | Wind (Onshore) | 20.5 | 2013 | Eastern
| Brechfa Forest West | Wind (Onshore) | Wind (Onshore) | 57.4 | 2018 | Wales
| Clocaenog Forest | Wind (Onshore) | Wind (Onshore) | 96 | 2019 | Wales
| Goole Fields A | Wind (Onshore) | Wind (Onshore) | 33 | 2013 | Yorkshire and Humber
| Goole Fields B | Wind (Onshore) | Wind (Onshore) | 34.85 | 2016 | Yorkshire and Humber
| Little Cheyne Court | Wind (Onshore) | Wind (Onshore) | 59.8 | 2008 | South East
| Middlemoor | Wind (Onshore) | Wind (Onshore) | 54 | 2013 | North East
| Mynydd y Gwair | Wind (Onshore) | Wind (Onshore) | 32.8 | 2019 | Wales
| Novar 2 | Wind (Onshore) | Wind (Onshore) | 36.8 | 2012 | Scotland
| Sites with capacity < 20 MW | Wind (Onshore) | Wind (Onshore) | 100.6
Intergen | Rocksavage | Natural Gas | CCGT | 810 | 1998 | North West
| Coryton | Natural Gas | CCGT | 800 | 2002 | Eastern
| Spalding | Natural Gas | CCGT | 950 | 2004 | East Midlands
John Laing Environmental Asset Group | Dungavel | Wind (Onshore) | Wind (Onshore) | 26 | 2015 | Scotland
| Hall Farm | Wind (Onshore) | Wind (Onshore) | 24.6 | 2013 | Yorkshire and Humber
| Llynfi Afan | Wind (Onshore) | Wind (Onshore) | 24 | 2017 | Wales
| Sites with capacity < 20 MW | Wind (Onshore) | Wind (Onshore) | 86.348
Lightsource BP | Bury Lane | Solar | Solar | 22.2159 | 2014 | Eastern
| Crundale | Solar | Solar | 43.6643 | 2015 | Wales
| Exning | Solar | Solar | 30.276 | 2015 | Eastern
| Fareham | Solar | Solar | 20.508 | 2014 | South East
| Hill House Farm | Solar | Solar | 28.3118 | 2015 | South West
| Maghaberry | Solar | Solar | 27.099 | 2018 | Northern Ireland
| South Creake | Solar | Solar | 26.0012 | 2016 | Eastern
| Sites with capacity < 20 MW | Solar | Solar | 590.3287
LondonEnergy | Edmonton | Waste (municipal solid waste) | Bioenergy | 50 | 1970 | London
Magnox Electric | Maentwrog | Hydro | Hydro | 35.3 | 1928 | Wales
Marchwood Power | Marchwood | Natural Gas | CCGT | 898 | 2009 | South East
Octopus Investments | Abbots Ripton | Solar | Solar | 24.6672 | 2014 | Eastern
| Ermine Street | Solar | Solar | 32.4494 | 2014 | East Midlands
| Melbourn Muncey Farm | Solar | Solar | 30.9417 | 2015 | Eastern
| Pitchford | Solar | Solar | 21.0084 | 2015 | West Midlands
| Waterloo Farm 1 & 2 | Solar | Solar | 28.6681 | 2015 | Eastern
| Sites with capacity < 20 MW | Solar | Solar | 852.37
For footnotes see end of section
5.11 Power Stations in the United Kingdom
(operational at the end of May 2020)(1) (continued)
Company Name | Station Name | Fuel | Technology | Installed Capacity (MW) | Year of commission or year generation began | Location Scotland, Wales, Northern Ireland or English region
Orsted | Barrow | Wind (Offshore) | Wind (Offshore) | 90 | 2006 | North West
| Burbo Extension | Wind (Offshore) | Wind (Offshore) | 259 | 2016 | North West
| Burbo | Wind (Offshore) | Wind (Offshore) | 90 | 2008 | North West
| Gunfleet Sands 1 & 2 Ltd. | Wind (Offshore) | Wind (Offshore) | 172.8 | 2010 | Eastern
| Hornsea 1 | Wind (Offshore) | Wind (Offshore) | 1218 | 2019 | Yorkshire and Humber
| Lincs | Wind (Offshore) | Wind (Offshore) | 270 | 2013 | East Midlands
| Race Bank | Wind (Offshore) | Wind (Offshore) | 573 | 2018 | Eastern
| Walney 1 & 2 | Wind (Offshore) | Wind (Offshore) | 368 | 2011 | North West
| Walney 3 | Wind (Offshore) | Wind (Offshore) | 330 | 2017 | North West
| Walney 4 | Wind (Offshore) | Wind (Offshore) | 329 | 2018 | North West
| West of Duddon Sands | Wind (Offshore) | Wind (Offshore) | 389 | 2014 | North West
| Westermost Rough | Wind (Offshore) | Wind (Offshore) | 210 | 2015 | Yorkshire and Humber
| Sites with capacity < 20 MW | Wind (Offshore) | Wind (Offshore) | 12
Peel Energy | Frodsham | Wind (Onshore) | Wind (Onshore) | 50.35 | 2017 | North West
| Sites with capacity < 20 MW | Wind (Onshore) | Wind (Onshore) | 11.2
Pennant Walters | Sites with capacity < 20 MW | Solar | Solar | 2.5
| Maesgwyn | Wind (Onshore) | Wind (Onshore) | 26 | 2011 | Wales
| Mynydd Bwllfa | Wind (Onshore) | Wind (Onshore) | 22.5 | 2015 | Wales
| Pant y Wal | Wind (Onshore) | Wind (Onshore) | 52.5 | 2013 | Wales
| Pant y Wal Extension (Mynnyd Yr Aber Substation) | Wind (Onshore) | Wind (Onshore) | 20 | 2017 | Wales
| Sites with capacity < 20 MW | Wind (Onshore) | Wind (Onshore) | 2.5
REG WindPower | Chalgrove | Solar | Solar | 21.34 | 2015 | South East
| Sites with capacity < 20 MW | Solar | Solar | 108.18
| Glens of Foudland | Wind (Onshore) | Wind (Onshore) | 26 | 2009 | Scotland
| Tormywheel | Wind (Onshore) | Wind (Onshore) | 30.75 | 2017 | Scotland
| Sites with capacity < 20 MW | Wind (Onshore) | Wind (Onshore) | 140.601
Renewable Energy Solutions Services | Sites with capacity < 20 MW | Solar | Solar | 15.9
RES Group | Egmere | Solar | Solar | 21 | 2014 | Eastern
| Parley | Solar | Solar | 24.2 | 2014 | South West
| Sites with capacity < 20 MW | Solar | Solar | 60.7
| Minnygap | Wind (Onshore) | Wind (Onshore) | 25 | 2017 | Scotland
| Glenchamber | Wind (Onshore) | Wind (Onshore) | 25.3 | 2016 | Scotland
| Wryde Croft | Wind (Onshore) | Wind (Onshore) | 26 | 2016 | Eastern
| Altahullion | Wind (Onshore) | Wind (Onshore) | 26 | 2003 | Northern Ireland
| Freasdail | Wind (Onshore) | Wind (Onshore) | 22.5 | 2017 | Scotland
| Garreg Llwyd | Wind (Onshore) | Wind (Onshore) | 30.4 | 2017 | Wales
| Hill of Towie | Wind (Onshore) | Wind (Onshore) | 48.3 | 2012 | Scotland
| Kelburn | Wind (Onshore) | Wind (Onshore) | 28 | 2012 | Scotland
| Penmanshiel | Wind (Onshore) | Wind (Onshore) | 28.7 | 2016 | Scotland
| Gruig | Wind (Onshore) | Wind (Onshore) | 25 | 2009 | Northern Ireland
| Black Hill | Wind (Onshore) | Wind (Onshore) | 28.6 | 2007 | Scotland | (4)
| Wadlow | Wind (Onshore) | Wind (Onshore) | 26 | 2012 | Eastern | (4)
| Castle Craig | Wind (Onshore) | Wind (Onshore) | 25 | 2018 | Northern Ireland | (4)
| Sites with capacity < 20 MW | Wind (Onshore) | Wind (Onshore) | 202.14 |  |  | (4)
Riverside Resource Recovery | Riverside | Waste (municipal solid waste) | Bioenergy | 80 | 2011 | London | (4)
RWE | Markinch CHP* | Biomass (Recycled wood, virgin wood) | Bioenergy | 65 | 2014 | Scotland | (4)
| Cowes | Diesel/Gas oil | OCGT | 140 | 1982 | South East | (4)
| Didcot GT | Diesel/Gas oil | OCGT | 100 | 1972 | South East | (4)
| Little Barford GT | Diesel/Gas oil | OCGT | 17 | 2006 | Eastern | (4)
| Didcot B | Natural Gas | CCGT | 1450 | 1998 | South East | (4)
| Great Yarmouth | Natural Gas | CCGT | 420 | 2001 | Eastern
| Little Barford | Natural Gas | CCGT | 723 | 1995 | Eastern
| Pembroke | Natural Gas | CCGT | 2199 | 2012 | Wales
| Staythorpe C | Natural Gas | CCGT | 1772 | 2010 | East Midlands
| Humber Gateway | Wind (Offshore) | Wind (Offshore) | 219 | 2015 | Yorkshire and Humber
| London Array | Wind (Offshore) | Wind (Offshore) | 630 | 2013 | South East
| Rampion | Wind (Offshore) | Wind (Offshore) | 400.2 | 2018 | South East
| Robin Rigg East | Wind (Offshore) | Wind (Offshore) | 84 | 2010 | Scotland
| Robin Rigg West | Wind (Offshore) | Wind (Offshore) | 90 | 2010 | Scotland
| Scroby Sands | Wind (Offshore) | Wind (Offshore) | 60 | 2004 | Eastern
| Camster | Wind (Onshore) | Wind (Onshore) | 50 | 2013 | Scotland
| Rosehall | Wind (Onshore) | Wind (Onshore) | 24.7 | 2013 | Scotland
| Stags Holt | Wind (Onshore) | Wind (Onshore) | 20 | 2007 | Eastern
| Tween Bridge | Wind (Onshore) | Wind (Onshore) | 44 | 2012 | Yorkshire and Humber
| Sites with capacity < 20 MW | Wind (Onshore) | Wind (Onshore) | 142.4
For footnotes see end of section
5.11 Power Stations in the United Kingdom
(operational at the end of May 2020)(1) (continued)
Company Name | Station Name | Fuel | Technology | Installed Capacity (MW) | Year of commission or year generation began | Location Scotland, Wales, Northern Ireland or English region
Scira Offshore Energy | Dudgeon 1 | Wind (Offshore) | Wind (Offshore) | 108 | 2017 | Eastern
| Dudgeon 2 | Wind (Offshore) | Wind (Offshore) | 90 | 2017 | Eastern
| Dudgeon 3 | Wind (Offshore) | Wind (Offshore) | 102 | 2017 | Eastern
| Dudgeon 4 | Wind (Offshore) | Wind (Offshore) | 102 | 2017 | Eastern
| Hywind 1 | Wind (Offshore) | Wind (Offshore) | 30 | 2017 | Scotland
| Sheringham Shoal 1 | Wind (Offshore) | Wind (Offshore) | 158 | 2012 | Eastern
| Sheringham Shoal 2 | Wind (Offshore) | Wind (Offshore) | 158 | 2012 | Eastern
Scottish Power | Arecleoch | Wind (Onshore) | Wind (Onshore) | 120 | 2010 | Scotland
| Beinn an Tuirc I | Wind (Onshore) | Wind (Onshore) | 29.7 | 2002 | Scotland
| Beinn an Tuirc II | Wind (Onshore) | Wind (Onshore) | 43.7 | 2012 | Scotland
| Beinn Tharsuinn | Wind (Onshore) | Wind (Onshore) | 29.75 | 2005 | Scotland
| Black Law | Wind (Onshore) | Wind (Onshore) | 124.2 | 2005 | Scotland
| Black Law II | Wind (Onshore) | Wind (Onshore) | 63.43 | 2016 | Scotland
| Carland Cross RP | Wind (Onshore) | Wind (Onshore) | 20 | 2013 | South West
| Cruach Mhor | Wind (Onshore) | Wind (Onshore) | 29.75 | 2004 | Scotland
| Dersalloch | Wind (Onshore) | Wind (Onshore) | 69 | 2016 | Scotland
| Dun Law II | Wind (Onshore) | Wind (Onshore) | 29.75 | 2009 | Scotland
| Ewe Hill II | Wind (Onshore) | Wind (Onshore) | 36.8 | 2017 | Scotland
| Glenapp | Wind (Onshore) | Wind (Onshore) | 22 | 2017 | Scotland
| Green Knowes | Wind (Onshore) | Wind (Onshore) | 27 | 2008 | Scotland
| Hagshaw Hill II | Wind (Onshore) | Wind (Onshore) | 26 | 2008 | Scotland
| Hare Hill II | Wind (Onshore) | Wind (Onshore) | 29.75 | 2016 | Scotland
| Harestanes | Wind (Onshore) | Wind (Onshore) | 136 | 2013 | Scotland
| Kilgallioch | Wind (Onshore) | Wind (Onshore) | 239 | 2016 | Scotland
| Lynemouth | Wind (Onshore) | Wind (Onshore) | 26 | 2012 | North East
| Mark Hill | Wind (Onshore) | Wind (Onshore) | 56 | 2011 | Scotland
| P&L | Wind (Onshore) | Wind (Onshore) | 30.6 | 1993 | Wales
| Whitelee | Wind (Onshore) | Wind (Onshore) | 322 | 2007 | Scotland
| Whitelee II | Wind (Onshore) | Wind (Onshore) | 217.02 | 2012 | Scotland
| Sites with capacity < 20 MW | Wind (Onshore) | Wind (Onshore) | 178.89
Seabank Power | Seabank | Natural Gas | CCGT | 1234 | 2000 | South West
Sembcorp Utilities | Wilton 10* | Biomass (virgin wood) | Bioenergy | 33.276 | 2007 | North East
| Wilton GT* | Natural Gas | Conventional steam | 120 | 1952 | North East
| Wilton 11 EfW | Waste (municipal solid waste) | Bioenergy | 49 | 2016 | North East
SIMEC | Uskmouth | Coal | Conventional steam | 0 | 1962 | Wales
| Uskmouth | Natural Gas | Conventional steam | 0 | 1962 | Wales
For footnotes see end of section
5.11 Power Stations in the United Kingdom
(operational at the end of May 2020)(1) (continued)
Company Name | Station Name | Fuel | Technology | Installed Capacity (MW) | Year of commission or year generation began | Location Scotland, Wales, Northern Ireland or English region
SSE | Slough Heat & Power* | Biomass (recycled wood) | Bioenergy | 35 | 1918 | South East
| Keadby GT | Diesel/gas Diesel/Gas oil | OCGT | 25 | 1994 | Yorkshire and Humber
| Lerwick | Diesel/Gas oil | OCGT | 67 | 1953 | Scotland
| Thatcham | Diesel/Gas oil | OCGT | 9 | 1994 | South East
| Arnish | Diesel/Gas oil | OCGT | 10 | 2000 | Scotland
| Barra | Diesel/Gas oil | OCGT | 2.5 | 1986 | Scotland
| Bowmore | Diesel/Gas oil | OCGT | 6 | 1946 | Scotland
| Kirkwall | Diesel/Gas oil | OCGT | 16 | 1952 | Scotland
| Loch Carnan, South Uist | Diesel/Gas oil | OCGT | 11 | 1972 | Scotland
| Stornoway | Diesel/Gas oil | OCGT | 23 | 1952 | Scotland
| Tiree | Diesel/Gas oil | OCGT | 2.5 | 1953 | Scotland
| Aigas | Hydro | Hydro | 20 | 1962 | Scotland
| Clachan | Hydro | Hydro | 40 | 1955 | Scotland
| Clunie | Hydro | Hydro | 61.2 | 1950 | Scotland
| Deanie | Hydro | Hydro | 38 | 1963 | Scotland
| Errochty | Hydro | Hydro | 75 | 1955 | Scotland
| Fasnakyle | Hydro | Hydro | 69 | 1951 | Scotland
| Glendoe | Hydro | Hydro | 100 | 2008 | Scotland | (3)
| Glenmoriston | Hydro | Hydro | 37 | 1957 | Scotland
| Inverawe | Hydro | Hydro | 25 | 1963 | Scotland
| Kilmorack | Hydro | Hydro | 20 | 1962 | Scotland
| Lochay | Hydro | Hydro | 46 | 1958 | Scotland
| Luichart | Hydro | Hydro | 34 | 1954 | Scotland
| Rannoch | Hydro | Hydro | 45 | 1930 | Scotland
| Sloy | Hydro | Hydro | 152.5 | 1950 | Scotland
| Tummel | Hydro | Hydro | 34 | 1933 | Scotland
| Sites with capacity < 20 MW | Hydro | Hydro | 365.893
| Foyers Pumped Storage | Hydro / pumped storage | Hydro / pumped storage | 300 | 1974 | Scotland
| Burghfield | Natural Gas | OCGT | 50 | 1998 | South East
| Chickerell | Natural Gas | OCGT | 50 | 1998 | South West
| Chippenham | Natural Gas | OCGT | 10.07 | 2002 | South West
| Peterhead | Natural Gas | CCGT | 1180 | 1980 | Scotland
| Keadby | Natural Gas | CCGT | 735 | 1994 | Yorkshire and Humber
| Medway | Natural Gas | CCGT | 755 | 1995 | South East
| Pilkington - Greengate * | Natural Gas | OCGT | 10 | 1998 | North West
| Sites with capacity < 20 MW | Solar | Solar | 1.0472
| Barkip | Waste (anaerobic digestion) | Bioenergy | 2.126 | 2011 | Scotland
| Beatrice | Wind (Offshore) | Wind (Offshore) | 588 | 2018 | Scotland
| Greater Gabbard | Wind (Offshore) | Wind (Offshore) | 504 | 2011 | Eastern
| Achany Windfarm | Wind (Onshore) | Wind (Onshore) | 38 | 2010 | Scotland
| Artfield Fell | Wind (Onshore) | Wind (Onshore) | 28.6 | 2005 | Scotland
| Bhlaraidh | Wind (Onshore) | Wind (Onshore) | 110.4 | 2017 | Scotland
| Clyde (Central) | Wind (Onshore) | Wind (Onshore) | 195.9 | 2011 | Scotland
| Clyde (North) | Wind (Onshore) | Wind (Onshore) | 197.7 | 2012 | Scotland
| Clyde (South) | Wind (Onshore) | Wind (Onshore) | 128.8 | 2011 | Scotland
| Drumderg | Wind (Onshore) | Wind (Onshore) | 36.8 | 2008 | Scotland
| Dunmaglass | Wind (Onshore) | Wind (Onshore) | 94.05 | 2016 | Scotland
| Fairburn | Wind (Onshore) | Wind (Onshore) | 40 | 2009 | Scotland
| Gordonbush | Wind (Onshore) | Wind (Onshore) | 70 | 2011 | Scotland
| Griffin | Wind (Onshore) | Wind (Onshore) | 188.6 | 2011 | Scotland
| Hadyard Hill | Wind (Onshore) | Wind (Onshore) | 119.8 | 2005 | Scotland
| Keadby | Wind (Onshore) | Wind (Onshore) | 68 | 2013 | Yorkshire and Humber
| Slieve Kirk | Wind (Onshore) | Wind (Onshore) | 73.6 | 2011 | Northern Ireland
| Strathy North | Wind (Onshore) | Wind (Onshore) | 66 | 2015 | Scotland
| Stronelairg | Wind (Onshore) | Wind (Onshore) | 227.7 | 2018 | Scotland
| Tievenameenta | Wind (Onshore) | Wind (Onshore) | 34.5 | 2016 | Northern Ireland
| Toddleburn | Wind (Onshore) | Wind (Onshore) | 27.6 | 2010 | Scotland
| Sites with capacity < 20 MW | Wind (Onshore) | Wind (Onshore) | 64.32
Statkraft | Rheidol Hydro Scheme Gen 2 | Hydro | Hydro | 20.5 | 1962 | Wales
| Rheidol Hydro Scheme Gen 3 | Hydro | Hydro | 20.5 | 1962 | Wales
| Sites with capacity < 20 MW | Hydro | Hydro | 14.975
| Alltwalis | Wind (Onshore) | Wind (Onshore) | 23 | 2009 | Wales
| Andershaw | Wind (Onshore) | Wind (Onshore) | 35 | 2017 | Scotland
| Baillie | Wind (Onshore) | Wind (Onshore) | 53 | 2013 | Scotland
| Berry Burn | Wind (Onshore) | Wind (Onshore) | 67 | 2014 | Scotland
For footnotes see end of section
5.11 Power Stations in the United Kingdom
(operational at the end of May 2020)(1) (continued)
Company Name | Station Name | Fuel | Technology | Installed Capacity (MW) | Year of commission or year generation began | Location Scotland, Wales, Northern Ireland or English region
Temporis Capital | Sites with capacity < 20 MW | Hydro | Hydro | 4.886
| Biggleswade | Wind (Onshore) | Wind (Onshore) | 20 | 2013 | Eastern
| Blackcraig | Wind (Onshore) | Wind (Onshore) | 52.9 | 2018 | Scotland
| Sites with capacity < 20 MW | Wind (Onshore) | Wind (Onshore) | 118.7
Toucan Energy Services | Grange Farm | Solar | Solar | 21.0984 | 2014 | South West
| Lisburn | Solar | Solar | 20.5 | 2017 | Northern Ireland
| Morton | Solar | Solar | 28.0954 | 2015 | East Midlands
| Stowbridge | Solar | Solar | 24.323 | 2014 | Eastern
| Swindon | Solar | Solar | 60.8926 | 2016 | South West
| Sites with capacity < 20 MW | Solar | Solar | 332.4906
Triton Power | Indian Queens | Diesel/Gas oil | OCGT | 140 | 1996 | South West
| Saltend* | Natural Gas | CCGT | 1200 | 2000 | Yorkshire and Humber
Uniper UK | Ratcliffe | Coal | Conventional steam | 2021 | 1967 | East Midlands
| Grain GT | Diesel/gas Diesel/Gas oil | OCGT | 56 | 1978 | South East
| Grain (OCGT) | Diesel/Gas oil | OCGT | 50 | 2011 | South East
| Ratcliffe GT | Diesel/Gas oil | OCGT | 34 | 1967 | East Midlands
| Taylor's Lane GT | Diesel/Gas oil | OCGT | 144 | 1979 | London
| Cottam Development Centre | Natural Gas | CCGT | 445 | 1998 | East Midlands
| Enfield | Natural Gas | CCGT | 408 | 1999 | London
| Grain CHP* | Natural Gas | CCGT | 1517 | 2011 | South East
| Killingholme | Natural Gas | OCGT | 600 | 1992 | Yorkshire and Humber
| Connahs Quay | Sour gas | CCGT | 1380 | 1996 | Wales
Vattenfall | Sites with capacity < 20 MW | Solar | Solar | 4.9
| Aberdeen | Wind (Offshore) | Wind (Offshore) | 96.8 | 2018 | Scotland
| Kentish Flats | Wind (Offshore) | Wind (Offshore) | 90 | 2005 | South East
| Kentish Flats Extension | Wind (Offshore) | Wind (Offshore) | 49.5 | 2015 | South East
| Ormonde | Wind (Offshore) | Wind (Offshore) | 150 | 2011 | North West
| Thanet | Wind (Offshore) | Wind (Offshore) | 300 | 2010 | South East
| Clashindarroch | Wind (Onshore) | Wind (Onshore) | 36.9 | 2015 | Scotland
| Edinbane | Wind (Onshore) | Wind (Onshore) | 41.4 | 2009 | Scotland
| Pen Y Cymoedd | Wind (Onshore) | Wind (Onshore) | 228 | 2016 | Wales
| Ray | Wind (Onshore) | Wind (Onshore) | 54.4 | 2017 | North East
| Swinford | Wind (Onshore) | Wind (Onshore) | 22 | 2012 | East Midlands
| Sites with capacity < 20 MW | Wind (Onshore) | Wind (Onshore) | 8.4
Venitent Energy Services | A'Chruach | Wind (Onshore) | Wind (Onshore) | 42.6 | 2016 | Scotland
| Ardrossan | Wind (Onshore) | Wind (Onshore) | 30 | 2004 | Scotland
| Carno | Wind (Onshore) | Wind (Onshore) | 33.6 | 1996 | Wales
| Causeymire | Wind (Onshore) | Wind (Onshore) | 48.3 | 2005 | Scotland
| Dalswinton | Wind (Onshore) | Wind (Onshore) | 30 | 2008 | Scotland
| Farr | Wind (Onshore) | Wind (Onshore) | 92 | 2006 | Scotland
| Ffynnon Oer | Wind (Onshore) | Wind (Onshore) | 32 | 2006 | Wales
| Galawhistle | Wind (Onshore) | Wind (Onshore) | 66 | 2017 | Scotland
| Glenkerie | Wind (Onshore) | Wind (Onshore) | 22 | 2012 | Scotland
| Lissett Airfield | Wind (Onshore) | Wind (Onshore) | 30 | 2009 | Yorkshire and Humber
| Llyn Alaw | Wind (Onshore) | Wind (Onshore) | 20.4 | 1997 | Wales
| Minsca | Wind (Onshore) | Wind (Onshore) | 36.8 | 2008 | Scotland
| Sites with capacity < 20 MW | Wind (Onshore) | Wind (Onshore) | 204.66
Veolia | SELCHP ERF* | Waste (municipal solid waste) | Bioenergy | 35 | 1994 | London
Viridor Waste Management | Runcorn EfW | Waste (municipal solid waste) | Bioenergy | 91 | 2014 | North West
| Ardley EfW | Waste (municipal solid waste) | Conventional Steam | 26 | 2014 | South East
| Bolton EfW | Waste (municipal solid waste) | Conventional Steam | 8 | 1971 | North West
| Cardiff EfW | Waste (municipal solid waste) | Conventional Steam | 30 | 2014 | Wales
| Exeter EfW | Waste (municipal solid waste) | Conventional Steam | 3.5 | 2014 | South West
| Lakeside EfW | Waste (municipal solid waste) | Conventional Steam | 37 | 2010 | South West
| Peterborough EfW | Waste (municipal solid waste) | Conventional Steam | 7.3 | 2016 | East Midlands
Vitol | VPI Immingham* | Natural Gas | CCGT | 1252 | 2004 | Yorkshire and Humber
Wise Energy | Sites with capacity < 20 MW | Solar | Solar | 66.8286
WPO | Airies | Wind (Onshore) | Wind (Onshore) | 39.9 | 2017 | Scotland
WPO | Sites with capacity < 20 MW | Wind (Onshore) | Wind (Onshore) | 131.6
For footnotes see end of section
5.11 Power Stations in the United Kingdom
(operational at the end of May 2020)(1) (continued)
Company Name | Station Name | Fuel | Technology | Installed Capacity (MW)
|  | Total MPP coal |  | 5900
|  | Total MPP natural gas |  | 30396.07
|  | Total MPP sour gas |  | 1380
|  | Total MPP diesel/gas oil |  | 1312.5
|  | Total MPP nuclear |  | 8923
|  | Total MPP biomass |  | 3398.292
|  | Total MPP waste |  | 463.126
|  | Total MPP hydro |  | 1464.967
|  | Total MPP pumped storage |  | 2600
|  | Total MPP mixed hydro |  | 300
|  | Total MPP wind (onshore) |  | 10413.019
|  | Total MPP wind (offshore) |  | 9695.5
|  | Total MPP solar |  | 4015.6296
|  | Total MPP |  | 80262.1036 |  | (9)
Other generators
|  | Other generators coal |  | 21.7378 |  | (10)
|  | Other generators oil |  | 40.2824 |  | (10)
|  | Other generators natural gas |  | 3110.6622 |  | (10)
|  | Other generators biomass and waste |  | 3951.6047
|  | Other generators hydro |  | 408.5241
|  | Other generators wind (onshore) |  | 3711.6286
|  | Other generators wind (offshore) |  | 275.2325
|  | Other generators solar |  | 9330.248
|  | Other generators wave and tidal |  | 22.398
|  | Other generators other fuels |  | 619.6203 |  | (10), (11)
|  | Total other generators |  | 21491.9385
Interconnectors
|  |  |  | Capacity (MW) | Year of first operation
England - France |  |  |  | 2000 | 1986
England - Netherlands |  |  |  | 1000 | 2011
England - Belgium |  |  |  | 1000 | 2019 | (12)
Scotland - Northern Ireland |  |  |  | 500 | 2002
Wales - Irish Republic |  |  |  | 500 | 2012
Northern Ireland - Irish Republic |  |  |  | 540 | 1996 | (13),(14)
Footnotes
(1) This list covers stations owned or operated by Major Power Producers; other power stations (including many renewable sites and auto-generators) are included in the sub table at the end of table 5.11
(2) Previously operated as Combined Cycle Gas Turbines but these stations now operate as Open Cycle Gas Turbines.
(3) Total capacity is 1,840 MW but because of transmission constraints only 1,180 MW can be used at any one time.
(4) Sold to RWE from E.On UK in October 2019.
(5) Site transferred from WPO to Cubico in 2019.
(6) Site transferred from WPO to BayWa R.E in 2019.
(7) Site transferred from WPO to Greencoat Capital in 2019.
(8) Site transferred from British Solar Renewables to Renewable Energy Solutions Servicesl in 2019.
(9) Note that these MPP totals include some sites that are operated by MPPs but are not included in the MPP survey. These sites can be filtered out on the 'Database' tab.
(10) The capacities of 'other generators' for coal, oil , natural gas and other fuels are Declared Net Capacities (DNC) rather than installed capacities.
(11) The main 'other fuels' included are coke oven gas, blast furnace gas and waste products from checmial processes.
(12) The UK-Belgium ‘Nemo Link’ interconnector began commissioning in mid-December 2018 and became fully operational on 31st January 2019.
(13) This is made up of a main interconnector, which is usually restricted to a capacity of 300 MW in either direction, and two standby interconnectors, which each have a capacity of 120 MW.
(14) The interconnector was initially built in 1970 but was damaged in 1975 and did not come back into operation until 1996.
* Indicates CHP plant

## DUKES 2019
5.11 Power Stations in the United Kingdom
(operational at the end of May 2019)(1)
Major Power Producer (MPP) sites
Note that non-thermal renewable sites with a capacity of less than 20 MW are aggregated for each company in this table. A full version of the table is available on the 'Database' tab.
Company Name | Station Name | Fuel | Technology | Installed Capacity (MW) | Year of commission or year generation began | Location Scotland, Wales, Northern Ireland or English region
AES | Kilroot | Coal | Conventional Steam | 559 | 1981 | Northern Ireland
| Ballylumford B GT1 & GT2 | Diesel/gas oil | OCGT | 116 | 1974 | Northern Ireland
| Kilroot GT | Diesel/gas oil | OCGT | 143.2 | 1981 | Northern Ireland
| Ballylumford C | Natural gas | CCGT | 616 | 2003 | Northern Ireland
Anesco | Sites with capacity < 20 MW | Solar | Solar | 409.9089
BayWa R.E | Beinneun | Wind (onshore) | Wind (onshore) | 108.8 | 2017 | Scotland
| Cour | Wind (onshore) | Wind (onshore) | 20.5 | 2017 | Scotland
| Sites with capacity < 20 MW | Wind (onshore) | Wind (onshore) | 19.2
British Solar Renewables | Bradenstoke | Solar | Solar | 69.7884 | 2015 | South West
| Sites with capacity < 20 MW | Solar | Solar | 16.4395
Calon Energy | Baglan Bay GT | Diesel/gas oil | OCGT | 32.3 | 2002 | Wales
| Baglan Bay | Natural gas | CCGT | 520 | 2002 | Wales
| Severn Power | Natural gas | CCGT | 850 | 2010 | Wales
| Sutton Bridge | Natural gas | CCGT | 819 | 1999 | East Midlands
Centrica | Glanford Brigg | Natural gas | OCGT | 99 | 1994 | Yorkshire and Humber | (2)
| Peterborough | Natural gas | OCGT | 245 | 1993 | East England | (2)
Cubico Sustainable Investments Limited | Broxted | Solar | Solar | 31.59 | 2013 | East England
| Owl's Hatch | Solar | Solar | 51.9376 | 2015 | South East
| Sites with capacity < 20 MW | Solar | Solar | 65.3271
Drax Power Ltd | Drax - biomass units | Biomass (wood pellets, sunflower/oat husk pellets) | Conventional Steam | 2640 | 2013 | Yorkshire and Humber
| Drax - coal units | Coal | Conventional Steam | 1320 | 1974 | Yorkshire and Humber
| Drax GT | Diesel/gas oil | OCGT | 75 | 1971 | Yorkshire and Humber
| Glenlee | Hydro | Hydro | 24 | 1935 | Scotland | (4)
| Kendoon | Hydro | Hydro | 24 | 1935 | Scotland | (4)
| Tongland | Hydro | Hydro | 33 | 1935 | Scotland | (4)
| Blackburn | Natural gas | CCGT | 60 | 2011 | North West | (4)
| Damhead Creek | Natural gas | CCGT | 805 | 2000 | South East | (4)
| Rye House | Natural gas | CCGT | 715 | 1993 | East England | (4)
| Shoreham | Natural gas | CCGT | 420 | 2000 | South East | (4)
| Cruachan | Pumped Storage | Pumped Storage | 440 | 1965 | Scotland | (4)
| Sites with capacity < 20 MW | Hydro | Hydro | 44 |  |  | (4)
E.On UK | Blackburn Meadows * | Biomass (woodchip) | Conventional Steam | 34 | 2015 | Yorkshire and Humber
| Steven's Croft * | Biomass (woodchip) | Conventional Steam | 46 | 2007 | Scotland
| Castleford | Natural gas | CCGT | 56 | 2002 | Yorkshire and Humber
| Sandbach | Natural gas | CCGT | 56 | 1999 | North West
| Thornhill | Natural gas | CCGT | 50 | 1998 | Yorkshire and Humber
| Humber Gateway | Wind (offshore) | Wind (offshore) | 219 | 2015 | Yorkshire and Humber
| London Array | Wind (offshore) | Wind (offshore) | 630 | 2013 | South East
| Rampion | Wind (offshore) | Wind (offshore) | 400 | 2018 | South East
| Robin Rigg East | Wind (offshore) | Wind (offshore) | 90 | 2010 | Scotland
| Robin Rigg West | Wind (offshore) | Wind (offshore) | 90 | 2010 | Scotland
| Scroby Sands | Wind (offshore) | Wind (offshore) | 60 | 2004 | East England
| Camster | Wind (onshore) | Wind (onshore) | 50 | 2013 | Scotland
| Rosehall | Wind (onshore) | Wind (onshore) | 25 | 2013 | Scotland
| Stags Holt | Wind (onshore) | Wind (onshore) | 20 | 2007 | East England
| Tween Bridge | Wind (onshore) | Wind (onshore) | 44 | 2012 | Yorkshire and Humber
| Sites with capacity < 20 MW | Wind (onshore) | Wind (onshore) | 146.5
Ecotricity | Sites with capacity < 20 MW | Wind (onshore) | Wind (onshore) | 87.675
| Sites with capacity < 20 MW | Solar | Solar | 0.9
EDF Energy | Cottam | Coal | Conventional Steam | 2000 | 1969 | East Midlands
| West Burton | Coal | Conventional Steam | 2000 | 1969 | East Midlands
| West Burton GT | Diesel/gas oil | OCGT | 40 | 1967 | East Midlands
| Barkantine Heat & Power * | Natural Gas | OCGT | 1 | 2000 | London
| London Heat & Power * | Natural Gas | OCGT | 9 | 2000 | London
| West Burton CCGT | Natural gas | CCGT | 1332 | 2013 | East Midlands
| Dungeness B | Nuclear | AGR | 1120 | 1983 | South East
| Hartlepool | Nuclear | AGR | 1207 | 1983 | North East
| Heysham 1 | Nuclear | AGR | 1179 | 1983 | North West
| Heysham 2 | Nuclear | AGR | 1254 | 1988 | North West
| Hinkley Point B | Nuclear | AGR | 1061 | 1976 | South West
| Hunterston B | Nuclear | AGR | 1020 | 1976 | Scotland
| Sizewell B | Nuclear | PWR | 1223 | 1995 | East England
| Torness | Nuclear | AGR | 1250 | 1988 | Scotland
| Blyth | Wind (offshore) | Wind (offshore) | 40 | 2018 | North East
| Teesside | Wind (offshore) | Wind (offshore) | 62 | 2013 | North East
| Beckburn | Wind (onshore) | Wind (onshore) | 31.05 | 2017 | North West
| Bicker Fen | Wind (onshore) | Wind (onshore) | 26 | 2008 | East Midlands
| Burnfoot | Wind (onshore) | Wind (onshore) | 30.1 | 2010 | Scotland
| Burnhead Moss | Wind (onshore) | Wind (onshore) | 26 | 2016 | Scotland
| Corriemoillie | Wind (onshore) | Wind (onshore) | 48.45 | 2017 | Scotland
| Dorenell | Wind (onshore) | Wind (onshore) | 177 | 2019 | Scotland
| Fallago Rig | Wind (onshore) | Wind (onshore) | 144 | 2013 | Scotland
| Green Rigg | Wind (onshore) | Wind (onshore) | 36 | 2012 | North East
| Longpark | Wind (onshore) | Wind (onshore) | 38 | 2009 | Scotland
| Red Tile | Wind (onshore) | Wind (onshore) | 24 | 2007 | East England
| Rusholme | Wind (onshore) | Wind (onshore) | 24 | 2010 | Yorkshire and Humber
| Sites with capacity < 20 MW | Wind (onshore) | Wind (onshore) | 210.19
Eneco Wind UK | Burn of Whilk | Wind (onshore) | Wind (onshore) | 22.5 | 2015 | Scotland
| Lochluichart | Wind (onshore) | Wind (onshore) | 69 | 2013 | Scotland
| Moy | Wind (onshore) | Wind (onshore) | 60 | 2016 | Scotland
| Twinshiels | Wind (onshore) | Wind (onshore) | 25 | 2014 | Scotland
| Sites with capacity < 20 MW | Wind (onshore) | Wind (onshore) | 17.5
| Sites with capacity < 20 MW | Solar | Solar | 5
Energy Capital Partners | Indian Queens | Diesel/gas oil | OCGT | 140 | 1996 | South West
| Saltend * | Natural gas | CCGT | 1200 | 2000 | Yorkshire and Humber
For footnotes see end of section
5.11 Power Stations in the United Kingdom
(operational at the end of May 2019)(1) (continued)
Company Name | Station Name | Fuel | Technology | Installed Capacity (MW) | Year of commission or year generation began | Location Scotland, Wales, Northern Ireland or English region
Engie Power | Dinorwig | Pumped Storage | Pumped Storage | 1800 | 1984 | Wales
| Ffestiniog | Pumped Storage | Pumped Storage | 360 | 1963 | Wales
| Craigengelt (Scotia Wind) | Wind (onshore) | Wind (onshore) | 24 | 2010 | Scotland
| Sites with capacity < 20 MW | Wind (onshore) | Wind (onshore) | 66.185
| Sites with capacity < 20 MW | Solar | Solar | 4.9944
EPR | Ely | Biomass (straw) | Conventional Steam | 40 | 2001 | East England
| Eye Suffolk | Biomass (poultry litter, woodchip) | Conventional Steam | 14.316 | 1992 | East England
| Glanford | Biomass (meat and bone meal) | Conventional Steam | 16.7 | 1993 | Yorkshire and Humber
| Thetford | Biomass (litter, woodchip) | Conventional Steam | 41.5 | 1998 | East England
| Westfield | Biomass (poultry litter, waste wood) | Conventional Steam | 12.5 | 2000 | Scotland
EPUKi | Lynemouth | Biomass (wood pellets) | Conventional Steam | 420 | 2018 | North East | (5)
| Langage | Natural gas | CCGT | 905 | 2010 | South West
| South Humber Bank | Natural gas | CCGT | 1365 | 1997 | Yorkshire and Humber
ESB | Coolkeeragh GT | Diesel/gas oil | OCGT | 53 | 1970 | Northern Ireland
| Carrington | Natural gas | CCGT | 910 | 2016 | North West
| Coolkeeragh | Natural gas | CCGT | 413 | 2004 | Northern Ireland
| Corby | Natural gas | CCGT | 407 | 1994 | East Midlands
Falck Renewables | Assel Valley | Wind (onshore) | Wind (onshore) | 25 | 2016 | Scotland
| Auchrobert | Wind (onshore) | Wind (onshore) | 36 | 2017 | Scotland
| Ben Aketil | Wind (onshore) | Wind (onshore) | 27.6 | 2007 | Scotland
| Cambrian | Wind (onshore) | Wind (onshore) | 58.5 | 2005 | Wales
| Earlsburn | Wind (onshore) | Wind (onshore) | 35 | 2007 | Scotland
| Kilbraur | Wind (onshore) | Wind (onshore) | 67.5 | 2008 | Scotland
| Kingsburn | Wind (onshore) | Wind (onshore) | 22.5 | 2016 | Scotland
| Millennium | Wind (onshore) | Wind (onshore) | 65 | 2008 | Scotland
| West Browncastle | Wind (onshore) | Wind (onshore) | 30 | 2014 | Scotland
| Sites with capacity < 20 MW | Wind (onshore) | Wind (onshore) | 43.05
Fellside Heat and Power | Fellside CHP * | Natural gas | CCGT | 155 | 1995 | North West
Ferrybridge Mulitfuel Energy | Ferrybridge Multi-fuel | Waste (municipal solid waste) | Conventional Steam | 80 | 2015 | Yorkshire and Humber
Foresight Group | Shotwick | Solar | Solar | 72.2093 | 2016 | Wales
Fred Olsen Renewables | Brockloch Rig | Wind (onshore) | Wind (onshore) | 61.5 | 2017 | Scotland
| Brockloch Rig 1 | Wind (onshore) | Wind (onshore) | 21.6 | 1996 | Scotland
| Crystal Rig | Wind (onshore) | Wind (onshore) | 62.5 | 2003 | Scotland
| Crystal Rig II | Wind (onshore) | Wind (onshore) | 138 | 2003 | Scotland
| Mid Hill | Wind (onshore) | Wind (onshore) | 75.9 | 2013 | Scotland
| Pauls Hill | Wind (onshore) | Wind (onshore) | 64.4 | 2005 | Scotland
| Rothes | Wind (onshore) | Wind (onshore) | 50.6 | 2004 | Scotland
| Rothes II | Wind (onshore) | Wind (onshore) | 41.4 | 2013 | Scotland
| Sites with capacity < 20 MW | Wind (onshore) | Wind (onshore) | 13.8
Greencoat Capital | Bann Road | Solar | Solar | 45.75 | 2017 | Northern Ireland
| Coltishall 1 | Solar | Solar | 33.68 | 2015 | East England
| Eveley | Solar | Solar | 49.3277 | 2016 | South East
| Braes of Doune | Wind (onshore) | Wind (onshore) | 72 | 2007 | Scotland
| Brockaghboy | Wind (onshore) | Wind (onshore) | 47.5 | 2017 | Northern Ireland
| Drone Hill | Wind (onshore) | Wind (onshore) | 28.6 | 2012 | Scotland
| Maerdy | Wind (onshore) | Wind (onshore) | 24 | 2013 | Wales
| North Rhins | Wind (onshore) | Wind (onshore) | 22 | 2009 | Scotland
| Screggagh | Wind (onshore) | Wind (onshore) | 20 | 2011 | Northern Ireland
| Sixpenny Wood | Wind (onshore) | Wind (onshore) | 20.5 | 2013 | Yorkshire and Humber
| Slieve Divena | Wind (onshore) | Wind (onshore) | 30 | 2009 | Northern Ireland
| Stroupster | Wind (onshore) | Wind (onshore) | 29.9 | 2015 | Scotland
| Tappaghan | Wind (onshore) | Wind (onshore) | 28.5 | 2005 | Northern Ireland
| Sites with capacity < 20 MW | Solar | Solar | 388.7199
| Sites with capacity < 20 MW | Wind (onshore) | Wind (onshore) | 111.56
Intergen | Coryton | Natural gas | CCGT | 800 | 2002 | East England
| Rocksavage | Natural gas | CCGT | 810 | 1998 | North West
| Spalding | Natural gas | CCGT | 950 | 2004 | East Midlands
John Laing Environmental Asset Group | Dungavel | Wind (onshore) | Wind (onshore) | 26 | 2015 | Scotland
| Hall Farm | Wind (onshore) | Wind (onshore) | 24 | 2013 | Yorkshire and Humber
| Llynfi Afan | Wind (onshore) | Wind (onshore) | 25.26 | 2017 | Wales
| Sites with capacity < 20 MW | Wind (onshore) | Wind (onshore) | 91.36
Lightsource BP | Bury Lane | Solar | Solar | 22.2159 | 2014 | East England
| Crundale | Solar | Solar | 43.6643 | 2015 | Wales
| Exning | Solar | Solar | 30.2762 | 2015 | East England
| Fareham | Solar | Solar | 20.508 | 2014 | South East
| Hill House Farm | Solar | Solar | 28.3118 | 2015 | South West
| Maghaberry | Solar | Solar | 27.099 | 2018 | Northern Ireland
| South Creake | Solar | Solar | 26 | 2016 | East England
| Sites with capacity < 20 MW | Solar | Solar | 577.2359
LondonEnergy | Edmonton | Waste (municipal solid waste) | Conventional Steam | 50 | 1970 | London
Magnox Electric | Maentwrog | Hydro | Hydro | 35.3 | 1928 | Wales
Marchwood Power | Marchwood | Natural gas | CCGT | 898 | 2009 | South East
For footnotes see end of section
5.11 Power Stations in the United Kingdom
(operational at the end of May 2019)(1) (continued)
Company Name | Station Name | Fuel | Technology | Installed Capacity (MW) | Year of commission or year generation began | Location Scotland, Wales, Northern Ireland or English region
Octopus Investments | Abbots Ripton | Solar | Solar | 24.6672 | 2014 | East England
| Ermine Street | Solar | Solar | 32.4494 | 2014 | East Midlands
| Melbourn Muncey Farm | Solar | Solar | 30.9417 | 2015 | East England
| Pitchford | Solar | Solar | 21.008 | 2015 | West Midlands
| Waterloo Farm 1 & 2 | Solar | Solar | 28.668 | 2015 | East England
| Sites with capacity < 20 MW | Solar | Solar | 852.3964
Orsted | Barrow | Wind (offshore) | Wind (offshore) | 90 | 2006 | North West
| Burbo | Wind (offshore) | Wind (offshore) | 90 | 2008 | North West
| Burbo Extension | Wind (offshore) | Wind (offshore) | 259 | 2016 | North West
| Gunfleet Sands 1 & 2 | Wind (offshore) | Wind (offshore) | 172.8 | 2010 | East England
| Hornsea 1 | Wind (offshore) | Wind (offshore) | 546 | 2019 | Yorkshire and Humber | (6)
| Lincs | Wind (offshore) | Wind (offshore) | 270 | 2013 | East Midlands
| Race Bank | Wind (offshore) | Wind (offshore) | 573 | 2018 | East England
| Walney 1 & 2 | Wind (offshore) | Wind (offshore) | 368 | 2011 | North West
| Walney 3 | Wind (offshore) | Wind (offshore) | 330 | 2017 | North West
| Walney 4 | Wind (offshore) | Wind (offshore) | 329 | 2018 | North West
| West of Duddon Sands | Wind (offshore) | Wind (offshore) | 388.8 | 2014 | North West
| Westermost Rough | Wind (offshore) | Wind (offshore) | 210 | 2015 | Yorkshire and Humber
| Sites with capacity < 20 MW | Wind (offshore) | Wind (offshore) | 12
Peel Energy | Frodsham | Wind (onshore) | Wind (onshore) | 50.35 | 2017 | North West
| Sites with capacity < 20 MW | Wind (onshore) | Wind (onshore) | 11.2
Pennant Walters | Maesgwyn | Wind (onshore) | Wind (onshore) | 26 | 2011 | Wales
| Mynydd Bwllfa | Wind (onshore) | Wind (onshore) | 22.5 | 2015 | Wales
| Pant y Wal | Wind (onshore) | Wind (onshore) | 47.5 | 2013 | Wales
| Pant y Wal Extension (Mynnyd Yr Aber Substation) | Wind (onshore) | Wind (onshore) | 20 | 2017 | Wales
| Sites with capacity < 20 MW | Solar | Solar | 3.7
| Sites with capacity < 20 MW | Wind (onshore) | Wind (onshore) | 2.5
REG WindPower | Chalgrove | Solar | Solar | 21.3404 | 2015 | South East
| Glens of Foudland | Wind (onshore) | Wind (onshore) | 26.71 | 2009 | Scotland
| Tormywheel | Wind (onshore) | Wind (onshore) | 37.45 | 2017 | Scotland
| Sites with capacity < 20 MW | Wind (onshore) | Wind (onshore) | 151.4794
| Sites with capacity < 20 MW | Solar | Solar | 108.2341
Renewable Energy Solutions Services | Sites with capacity < 20 MW | Solar | Solar | 9.5496
RES Group | Egmere | Solar | Solar | 21 | 2014 | East England
| Parley | Solar | Solar | 24.2148 | 2014 | South West
| Altahullion | Wind (onshore) | Wind (onshore) | 26 | 2003 | Northern Ireland
| Black Hill | Wind (onshore) | Wind (onshore) | 30.1 | 2007 | Scotland
| Castle Craig | Wind (onshore) | Wind (onshore) | 25 | 2018 | Northern Ireland
| Freasdail | Wind (onshore) | Wind (onshore) | 22.5 | 2017 | Scotland
| Garreg Llwyd | Wind (onshore) | Wind (onshore) | 30.4 | 2017 | Wales
| Glenchamber | Wind (onshore) | Wind (onshore) | 25.3 | 2016 | Scotland
| Gruig | Wind (onshore) | Wind (onshore) | 25 | 2009 | Northern Ireland
| Hill of Towie | Wind (onshore) | Wind (onshore) | 48.3 | 2012 | Scotland
| Kelburn | Wind (onshore) | Wind (onshore) | 28 | 2012 | Scotland
| Minnygap | Wind (onshore) | Wind (onshore) | 25 | 2017 | Scotland
| Penmanshiel | Wind (onshore) | Wind (onshore) | 28.7 | 2016 | Scotland
| Wadlow | Wind (onshore) | Wind (onshore) | 26 | 2012 | East England
| Wryde Croft | Wind (onshore) | Wind (onshore) | 26 | 2016 | East England
| Sites with capacity < 20 MW | Wind (onshore) | Wind (onshore) | 202.18
| Sites with capacity < 20 MW | Solar | Solar | 60.7478
Riverside Resource Recovery | Riverside | Waste (municipal solid waste) | Conventional Steam | 80 | 2011 | London
RWE Npower | Markinch CHP * | Biomass (recycled wood, virgin wood) | Conventional Steam | 65 | 2014 | Scotland
| Aberthaw B | Coal | Conventional Steam | 1559 | 1971 | Wales
| Aberthaw GT | Diesel/gas oil | OCGT | 51 | 1971 | Wales
| Cowes | Diesel/gas oil | OCGT | 140 | 1982 | South East
| Didcot GT | Diesel/gas oil | OCGT | 100 | 1972 | South East
| Little Barford GT | Diesel/gas oil | OCGT | 17 | 2006 | East England
| Didcot B | Natural gas | CCGT | 1450 | 1998 | South East
| Great Yarmouth | Natural gas | CCGT | 420 | 2001 | East England
| Little Barford | Natural gas | CCGT | 723 | 1995 | East England
| Pembroke | Natural gas | CCGT | 2199 | 2012 | Wales
| Staythorpe C | Natural gas | CCGT | 1772 | 2010 | East Midlands
| Galloper | Wind (offshore) | Wind (offshore) | 352.8 | 2017 | East England
| Gwynt y Mor | Wind (offshore) | Wind (offshore) | 576 | 2013 | Wales
| North Hoyle | Wind (offshore) | Wind (offshore) | 60 | 2004 | Wales
| Rhyl Flats | Wind (offshore) | Wind (offshore) | 90 | 2009 | Wales
| Bad a Cheo | Wind (onshore) | Wind (onshore) | 26.65 | 2018 | Scotland
| Bradwell | Wind (onshore) | Wind (onshore) | 20.5 | 2013 | East England
| Brechfa Forest West | Wind (onshore) | Wind (onshore) | 57.4 | 2018 | Wales
| Goole Fields A | Wind (onshore) | Wind (onshore) | 33 | 2013 | Yorkshire and Humber
| Goole Fields B | Wind (onshore) | Wind (onshore) | 34.85 | 2016 | Yorkshire and Humber
| Little Cheyne Court | Wind (onshore) | Wind (onshore) | 59.8 | 2008 | South East
| Middlemoor | Wind (onshore) | Wind (onshore) | 54 | 2013 | North East
| Mynydd y Gwair | Wind (onshore) | Wind (onshore) | 32.8 | 2019 | Wales
| Novar 2 | Wind (onshore) | Wind (onshore) | 36.8 | 2012 | Scotland
| Sites with capacity < 20 MW | Wind (onshore) | Wind (onshore) | 100.6
| Sites with capacity < 20 MW | Hydro | Hydro | 81.783
Scira Offshore Energy | Dudgeon 1 | Wind (offshore) | Wind (offshore) | 108 | 2017 | East England
| Dudgeon 2 | Wind (offshore) | Wind (offshore) | 90 | 2017 | East England
| Dudgeon 3 | Wind (offshore) | Wind (offshore) | 102 | 2017 | East England
| Dudgeon 4 | Wind (offshore) | Wind (offshore) | 102 | 2017 | East England
| Hywind 1 | Wind (offshore) | Wind (offshore) | 30 | 2017 | Scotland
| Sheringham Shoal 1 | Wind (offshore) | Wind (offshore) | 158.4 | 2012 | East England
| Sheringham Shoal 2 | Wind (offshore) | Wind (offshore) | 158.4 | 2012 | East England
For footnotes see end of section
5.11 Power Stations in the United Kingdom
(operational at the end of May 2019)(1) (continued)
Company Name | Station Name | Fuel | Technology | Installed Capacity (MW) | Year of commission or year generation began | Location Scotland, Wales, Northern Ireland or English region
Scottish Power | Arecleoch | Wind (onshore) | Wind (onshore) | 120 | 2010 | Scotland
| Beinn an Tuirc I | Wind (onshore) | Wind (onshore) | 29.7 | 2002 | Scotland
| Beinn an Tuirc II | Wind (onshore) | Wind (onshore) | 43.7 | 2012 | Scotland
| Beinn Tharsuinn | Wind (onshore) | Wind (onshore) | 29.75 | 2005 | Scotland
| Black Law | Wind (onshore) | Wind (onshore) | 124.2 | 2005 | Scotland
| Black Law II | Wind (onshore) | Wind (onshore) | 63.43 | 2016 | Scotland
| Carland Cross RP | Wind (onshore) | Wind (onshore) | 20 | 2013 | South West
| Cruach Mhor | Wind (onshore) | Wind (onshore) | 29.75 | 2004 | Scotland
| Dersalloch | Wind (onshore) | Wind (onshore) | 69 | 2016 | Scotland
| Dun Law II | Wind (onshore) | Wind (onshore) | 29.75 | 2009 | Scotland
| Ewe Hill II | Wind (onshore) | Wind (onshore) | 36.8 | 2017 | Scotland
| Glenapp | Wind (onshore) | Wind (onshore) | 22 | 2017 | Scotland
| Green Knowes | Wind (onshore) | Wind (onshore) | 27 | 2008 | Scotland
| Hagshaw Hill II | Wind (onshore) | Wind (onshore) | 26 | 2008 | Scotland
| Hare Hill II | Wind (onshore) | Wind (onshore) | 29.75 | 2016 | Scotland
| Harestanes | Wind (onshore) | Wind (onshore) | 136 | 2013 | Scotland
| Kilgallioch | Wind (onshore) | Wind (onshore) | 239 | 2016 | Scotland
| Lynemouth | Wind (onshore) | Wind (onshore) | 26 | 2012 | North East
| Mark Hill | Wind (onshore) | Wind (onshore) | 56 | 2011 | Scotland
| Penrhyddlan & Llidiartywaun | Wind (onshore) | Wind (onshore) | 30.6 | 1993 | Wales
| Whitelee | Wind (onshore) | Wind (onshore) | 322 | 2007 | Scotland
| Whitelee II | Wind (onshore) | Wind (onshore) | 217.02 | 2012 | Scotland
| Sites with capacity < 20 MW | Wind (onshore) | Wind (onshore) | 178.89
Seabank Power | Seabank | Natural gas | CCGT | 1234 | 2000 | South West
Sembcorp Utilities | Wilton 10 * | Biomass (virgin wood) | Conventional Steam | 33.276 | 2007 | North East
| Wilton GT * | Natural gas | Conventional Steam | 120 | 1952 | North East
| Wilton 11 EfW | Waste (municipal solid waste) | Conventional Steam | 49 | 2016 | North East
SSE | Slough Heat & Power * | Biomass (recycled wood) | Conventional Steam | 35 | 1918 | South East
| Fiddler’s Ferry | Coal | Conventional Steam | 1961 | 1971 | North West
| Arnish | Diesel/gas oil | OCGT | 10 | 2000 | Scotland
| Barra | Diesel/gas oil | OCGT | 2.5 | 1986 | Scotland
| Bowmore | Diesel/gas oil | OCGT | 6 | 1946 | Scotland
| Fiddler’s Ferry GT | Diesel/gas oil | OCGT | 35 | 1971 | North West
| Five Oaks | Diesel/gas oil | OCGT | 9 | 1995 | South East
| Keadby GT | Diesel/gas oil | OCGT | 25 | 1994 | Yorkshire and Humber
| Kirkwall | Diesel/gas oil | OCGT | 16 | 1952 | Scotland
| Lerwick | Diesel/gas oil | OCGT | 67 | 1953 | Scotland
| Loch Carnan, South Uist | Diesel/gas oil | OCGT | 11 | 1972 | Scotland
| Stornoway | Diesel/gas oil | OCGT | 23 | 1952 | Scotland
| Thatcham | Diesel/gas oil | OCGT | 9 | 1994 | South East
| Tiree | Diesel/gas oil | OCGT | 2.5 | 1953 | Scotland
| Aigas | Hydro | Hydro | 20 | 1962 | Scotland
| Ceannacroc (plus Comp Set) | Hydro | Hydro | 20 | 1956 | Scotland
| Clachan | Hydro | Hydro | 40 | 1955 | Scotland
| Clunie | Hydro | Hydro | 61.2 | 1950 | Scotland
| Deanie | Hydro | Hydro | 38 | 1963 | Scotland
| Errochty | Hydro | Hydro | 75 | 1955 | Scotland
| Fasnakyle | Hydro | Hydro | 69 | 1951 | Scotland
| Glendoe | Hydro | Hydro | 100 | 2008 | Scotland
| Glenmoriston | Hydro | Hydro | 37 | 1957 | Scotland
| Inverawe | Hydro | Hydro | 25 | 1963 | Scotland
| Kilmorack | Hydro | Hydro | 20 | 1962 | Scotland
| Lochay | Hydro | Hydro | 46 | 1958 | Scotland
| Luichart | Hydro | Hydro | 34 | 1954 | Scotland
| Rannoch | Hydro | Hydro | 45 | 1930 | Scotland
| Sloy | Hydro | Hydro | 152.5 | 1950 | Scotland
| Tummel | Hydro | Hydro | 34 | 1933 | Scotland
| Foyers | Hydro / pumped storage | Hydro / pumped storage | 300 | 1974 | Scotland
| Burghfield | Natural gas | OCGT | 50 | 1998 | South East
| Chickerell | Natural gas | OCGT | 50 | 1998 | South West
| Chippenham | Natural gas | OCGT | 10.07 | 2002 | South West
| Keadby | Natural gas | CCGT | 735 | 1994 | Yorkshire and Humber
| Medway | Natural gas | CCGT | 755 | 1995 | South East
| Peterhead | Natural gas | CCGT | 1180 | 1980 | Scotland | (3)
| Pilkington - Greengate * | Natural Gas | OCGT | 10 | 1998 | North West
| Barkip | Waste (anaerobic digestion) | Conventional Steam | 2.126 | 2011 | Scotland
| Beatrice | Wind (offshore) | Wind (offshore) | 273 | 2018 | Scotland
| Greater Gabbard | Wind (offshore) | Wind (offshore) | 504 | 2011 | East England
| Achany Windfarm | Wind (onshore) | Wind (onshore) | 38 | 2010 | Scotland
| Artfield Fell | Wind (onshore) | Wind (onshore) | 28.6 | 2005 | Scotland
| Bhlaraidh | Wind (onshore) | Wind (onshore) | 108 | 2017 | Scotland
| Clyde (Central) | Wind (onshore) | Wind (onshore) | 195.9 | 2011 | Scotland
| Clyde (North) | Wind (onshore) | Wind (onshore) | 197.7 | 2012 | Scotland
| Clyde (South) | Wind (onshore) | Wind (onshore) | 128.8 | 2011 | Scotland
| Drumderg | Wind (onshore) | Wind (onshore) | 32 | 2008 | Scotland
| Dunmaglass | Wind (onshore) | Wind (onshore) | 94.05 | 2016 | Scotland
| Fairburn | Wind (onshore) | Wind (onshore) | 40 | 2009 | Scotland
| Gordonbush | Wind (onshore) | Wind (onshore) | 70 | 2011 | Scotland
| Griffin | Wind (onshore) | Wind (onshore) | 188.6 | 2011 | Scotland
| Hadyard Hill | Wind (onshore) | Wind (onshore) | 119.8 | 2005 | Scotland
| Keadby | Wind (onshore) | Wind (onshore) | 68 | 2013 | Yorkshire and Humber
| Slieve Kirk | Wind (onshore) | Wind (onshore) | 73.6 | 2011 | Northern Ireland
| Strathy North | Wind (onshore) | Wind (onshore) | 66 | 2015 | Scotland
| Stronelairg | Wind (onshore) | Wind (onshore) | 227.7 | 2018 | Scotland
| Tievenameenta | Wind (onshore) | Wind (onshore) | 34.5 | 2016 | Northern Ireland
| Toddleburn | Wind (onshore) | Wind (onshore) | 27.6 | 2010 | Scotland
| Sites with capacity < 20 MW | Hydro | Hydro | 345.893
| Sites with capacity < 20 MW | Wind (onshore) | Wind (onshore) | 64.32
| Sites with capacity < 20 MW | Solar | Solar | 1.0472
Statkraft | Rheidol Hydro Scheme Gen 2 | Hydro | Hydro | 20.5 | 1962 | Wales
| Rheidol Hydro Scheme Gen 3 | Hydro | Hydro | 20.5 | 1962 | Wales
| Alltwalis | Wind (onshore) | Wind (onshore) | 23 | 2009 | Wales
| Andershaw | Wind (onshore) | Wind (onshore) | 35 | 2017 | Scotland
| Baillie | Wind (onshore) | Wind (onshore) | 52.5 | 2013 | Scotland
| Berry Burn | Wind (onshore) | Wind (onshore) | 67 | 2014 | Scotland
| Sites with capacity < 20 MW | Hydro | Hydro | 14.975
Temporis Capital | Biggleswade | Wind (onshore) | Wind (onshore) | 20 | 2013 | East England
| Blackcraig | Wind (onshore) | Wind (onshore) | 52.9 | 2018 | Scotland
| Sites with capacity < 20 MW | Wind (onshore) | Wind (onshore) | 102.3
| Sites with capacity < 20 MW | Hydro | Hydro | 4.886
For footnotes see end of section
5.11 Power Stations in the United Kingdom
(operational at the end of May 2019)(1) (continued)
Company Name | Station Name | Fuel | Technology | Installed Capacity (MW) | Year of commission or year generation began | Location Scotland, Wales, Northern Ireland or English region
Third Energy UK Gas | Knapton | Sour gas | OCGT | 42 | 1995 | Yorkshire and Humber
Toucan Energy Services | Grange Farm | Solar | Solar | 21.098 | 2014 | South West
| Lisburn | Solar | Solar | 20.5 | 2017 | Northern Ireland
| Morton | Solar | Solar | 28.0954 | 2015 | East Midlands
| Stowbridge | Solar | Solar | 24.3232 | 2014 | East England
| Swindon | Solar | Solar | 60.8926 | 2016 | South West
| Sites with capacity < 20 MW | Solar | Solar | 332.5111
Uniper UK | Ratcliffe | Coal | Conventional Steam | 2021 | 1967 | East Midlands
| Grain GT | Diesel/gas oil | OCGT | 56 | 1978 | South East
| Ratcliffe GT | Diesel/gas oil | OCGT | 34 | 1967 | East Midlands
| Taylor's Lane GT | Diesel/gas oil | OCGT | 144 | 1979 | London
| Cottam Development Centre | Natural gas | CCGT | 445 | 1998 | East Midlands
| Enfield | Natural gas | CCGT | 408 | 1999 | London
| Grain CHP * | Natural gas | CCGT | 1517 | 2011 | South East
| Killingholme | Natural gas | OCGT | 600 | 1992 | Yorkshire and Humber
| Connahs Quay | Sour gas | CCGT | 1380 | 1996 | Wales
Vattenfall | Aberdeen | Wind (offshore) | Wind (offshore) | 96.8 | 2018 | Scotland
| Kentish Flats | Wind (offshore) | Wind (offshore) | 90 | 2005 | South East
| Kentish Flats Extension | Wind (offshore) | Wind (offshore) | 49.5 | 2015 | South East
| Ormonde | Wind (offshore) | Wind (offshore) | 150 | 2011 | North West
| Thanet | Wind (offshore) | Wind (offshore) | 300 | 2010 | South East
| Clashindarroch | Wind (onshore) | Wind (onshore) | 36.9 | 2015 | Scotland
| Edinbane | Wind (onshore) | Wind (onshore) | 41.4 | 2009 | Scotland
| Pen Y Cymoedd | Wind (onshore) | Wind (onshore) | 228 | 2016 | Wales
| Ray | Wind (onshore) | Wind (onshore) | 54.4 | 2017 | North East
| Swinford | Wind (onshore) | Wind (onshore) | 22 | 2012 | East Midlands
| Sites with capacity < 20 MW | Wind (onshore) | Wind (onshore) | 8.4
| Sites with capacity < 20 MW | Solar | Solar | 4.9
Venitent Energy Services | A'Chruach | Wind (onshore) | Wind (onshore) | 42.6 | 2016 | Scotland
| Ardrossan | Wind (onshore) | Wind (onshore) | 30 | 2004 | Scotland
| Carno | Wind (onshore) | Wind (onshore) | 33.6 | 1996 | Wales
| Causeymire | Wind (onshore) | Wind (onshore) | 48.3 | 2005 | Scotland
| Dalswinton | Wind (onshore) | Wind (onshore) | 30 | 2008 | Scotland
| Farr | Wind (onshore) | Wind (onshore) | 92 | 2006 | Scotland
| Ffynnon Oer | Wind (onshore) | Wind (onshore) | 32 | 2006 | Wales
| Galawhistle | Wind (onshore) | Wind (onshore) | 55.2 | 2017 | Scotland
| Glenkerie | Wind (onshore) | Wind (onshore) | 22 | 2012 | Scotland
| Lissett Airfield | Wind (onshore) | Wind (onshore) | 29.95 | 2009 | Yorkshire and Humber
| Llyn Alaw | Wind (onshore) | Wind (onshore) | 20.4 | 1997 | Wales
| Minsca | Wind (onshore) | Wind (onshore) | 36.8 | 2008 | Scotland
| Sites with capacity < 20 MW | Wind (onshore) | Wind (onshore) | 204.06
Veolia | SELCHP ERF * | Waste (municipal solid waste) | Conventional Steam | 35 | 1994 | London
Viridor Waste Management | Ardley EfW | Waste (municipal solid waste) | Conventional Steam | 26 | 2014 | South East
| Bolton EfW | Waste (municipal solid waste) | Conventional Steam | 8 | 1971 | North West
| Cardiff EfW | Waste (municipal solid waste) | Conventional Steam | 30 | 2014 | Wales
| Exeter EfW | Waste (municipal solid waste) | Conventional Steam | 3.5 | 2014 | South West
| Lakeside EfW | Waste (municipal solid waste) | Conventional Steam | 37 | 2010 | South West
| Peterborough EfW | Waste (municipal solid waste) | Conventional Steam | 7.3 | 2016 | East Midlands
| Runcorn EfW | Waste (municipal solid waste) | Conventional Steam | 91 | 2014 | North West
Vitol | VPI Immingham * | Natural gas | CCGT | 1252 | 2004 | Yorkshire and Humber
Wise Energy | Sites with capacity < 20 MW | Solar | Solar | 66.8286
WPO | Airies | Wind (onshore) | Wind (onshore) | 39.9 | 2017 | Scotland
| Corriegarth | Wind (onshore) | Wind (onshore) | 69 | 2017 | Scotland
| Middlewick | Wind (onshore) | Wind (onshore) | 20.7 | 2014 | East England
| Scout Moor | Wind (onshore) | Wind (onshore) | 65 | 2008 | North West
| Tir Mostyn & Foel Goch | Wind (onshore) | Wind (onshore) | 21.25 | 2005 | Wales
| Sites with capacity < 20 MW | Wind (onshore) | Wind (onshore) | 160.15
XceCo | Inner Dowsing | Wind (offshore) | Wind (offshore) | 97.2 | 2008 | East Midlands
| Lynn | Wind (offshore) | Wind (offshore) | 97.2 | 2008 | East Midlands
|  | Total MPP coal |  | 11420
|  | Total MPP natural gas |  | 30396.07
|  | Total MPP sour gas |  | 1422
|  | Total MPP diesel/gas oil |  | 1357.5
|  | Total MPP nuclear |  | 9314
|  | Total MPP biomass |  | 3398.292
|  | Total MPP waste |  | 498.926
|  | Total MPP hydro |  | 1465.537
|  | Total MPP pumped storage |  | 2600
|  | Total MPP mixed hydro |  | 300
|  | Total MPP wind (onshore) |  | 10088.4694
|  | Total MPP wind (offshore) |  | 8714.9
|  | Total MPP solar |  | 3819.9973
|  | Total MPP |  | 84795.6917 |  |  | (7)
For footnotes see end of section
Other generators
|  | Other generators coal |  | 21.85 |  |  | (8)
|  | Other generators oil |  | 67.1 |  |  | (8)
|  | Other generators natural gas |  | 2828.38 |  |  | (8)
|  | Other generators biomass and waste |  | 3754.95
|  | Other generators hydro |  | 1878.34
|  | Other generators wind (onshore) |  | 3663.81
|  | Other generators wind (offshore) |  | 47.6
|  | Other generators solar |  | 9300.64
|  | Other generators wave and tidal |  | 20.4
|  | Other generators other fuels |  | 565.74 |  |  | (8, 9)
|  | Total other generators |  | 22148.82 |  |  | (8)
For footnotes see end of section
5.11 Power Stations in the United Kingdom
(operational at the end of May 2019)(1) (continued)
Interconnectors
|  |  |  | Capacity (MW) | Year of first operation
England - France |  |  |  | 2000 | 1986
England - Netherlands |  |  |  | 1000 | 2011
England - Belgium |  |  |  | 1000 | 2019 |  | (10)
Scotland - Northern Ireland |  |  |  | 500 | 2002
Wales - Irish Republic |  |  |  | 500 | 2012
Northern Ireland - Irish Republic |  |  |  | 540 | 1996 |  | (11, 12)
Footnotes
(1) This list covers stations owned or operated by Major Power Producers; the capacity of 'other generators' is included in the sub-table underneath Table 5.11. Please note that non-thermal renewable Major Power Producer sites with a capacity of less than 20 MW are aggregated for each company in this table. A full version of the table is available on the 'Database' tab.
(2) Previously operated as Combined Cycle Gas Turbines but these stations now operate as Open Cycle Gas Turbines.
(3) Total capacity is 1,840 MW but because of transmission constraints only 1,180 MW can be used at any one time.
(4) Sold to Drax Power from Scottish Power on 1st January 2019.
(5) Completed conversion from coal to biomass in March 2018.
(6) Since opening in February 2019, the capacity has been increasing as more of the site comes online. The capacity at the end of May 2019 was 546 MW, however the site is expected to eventually reach a capacity of 1200 MW.
(7) Note that these MPP totals include some sites that are operated by MPPs but are not included in the MPP survey. These sites can be filtered out on the 'Database' tab.
(8) The capacities of 'other generators' for coal, oil , natural gas and other fuels are Declared Net Capacities (DNC) rather than installed capacities.
(9) The main 'other fuels' included are coke oven gas, blast furnace gas and waste products from chemical processes.
(10) The UK-Belgium ‘Nemo Link’ interconnector began commissioning in mid-December 2018 and became fully operational on 31st January 2019.
(11) This is made up of a main interconnector, which is usually restricted to a capacity of 300 MW in either direction, and two standby interconnectors, which each have a capacity of 120 MW.
(12) The interconnector was initially built in 1970 but was damaged in 1975 and did not come back into operation until 1996.
* indicates CHP plant

## DUKES 2018
5.11 Power Stations in the United Kingdom
(operational at the end of May 2018)(1)
Company Name | Station Name | Fuel | Installed Capacity (MW) | Year of commission or year generation began | Location Scotland, Wales, Northern Ireland or English region
AES | Ballylumford B | Gas | 540 | 1968 | Northern Ireland
| Ballylumford B OCGT | Gas oil | 116 | 1968 | Northern Ireland
| Ballylumford C | CCGT | 616 | 2003 | Northern Ireland
| Kilroot OCGT | Gas oil | 142 | 1981 | Northern Ireland
| Kilroot | Coal/oil | 560 | 1981 | Northern Ireland
Blue energy | Beinneun Wind Farm | Wind | 108.8 | 2017 | Scotland
| Cour Wind Farm | Wind | 20.5 | 2016 | Scotland
British Solar Renewables | Bradenstoke Solar Park | Solar | 69.7884 | 2015 | South West
Calon energy (formerly MPF operations) | Sutton Bridge | CCGT | 819 | 1999 | East Midlands
| Baglan Bay CCGT | CCGT | 520 | 2002 | Wales
| Severn Power | CCGT | 850 | 2010 | Wales
| Baglan Bay OCGT | OCGT | 32.3 | 2002 | Wales
Centrica | Peterborough | CCGT | 360 | 1993 | East England | (2)
| Glanford Brigg | CCGT | 150 | 1993 | Yorkshire & Humber | (2)
| Barry | CCGT | 235 | 1998 | Wales | (2)
Corby Power Ltd | Corby | CCGT | 401 | 1993 | East Midlands
Cubico Sustainable Investments Limited | Broxted Solar Park | Solar | 31.59 | 2014 | Eastern
| Owl's Hatch Solar Park | Solar | 51.9376 | 2015 | South East
Drax Power Ltd | Drax - coal units | Coal | 1980 | 1974 | Yorkshire and the Humber
| Drax - biomass units | Biomass | 1980 | 1974 | Yorkshire and the Humber
| Drax GT | Gas oil | 75 | 1971 | Yorkshire and the Humber
E.On UK | Blackburn meadows * | Biomass | 33 | 2015 | Yorkshire & Humber
| Castleford | CCGT | 56 | 2002 | Yorkshire & Humber
| Sandbach | CCGT | 56 | 1999 | North West
| Steven's Croft * | Biomass | 50 | 2007 | Scotland
| Thornhill | CCGT | 50 | 1998 | Yorkshire & Humber
| Camster | Wind | 50 | 2013 | Scotland
| Humber Gateway | Wind (offshore) | 219 | 2015 | Yorkshire and Humber
| London Array | Wind (offshore) | 630 | 2013 | South East
| Robin Rigg East | Wind (offshore) | 90 | 2010 | Scotland
| Robin Rigg West | Wind (offshore) | 90 | 2010 | Scotland
| Rosehall | Wind | 25 | 2013 | Scotland
| Scroby Sands | Wind (offshore) | 60 | 2004 | Eastern
| Tween Bridge | Wind | 44 | 2012 | Yorkshire and Humber
| Rampion | Wind (offshore) | 182.85 | 2018 | South East
EDF Energy | Dungeness B | Nuclear | 1120 | 1983 | South East
| Hartlepool | Nuclear | 1207 | 1984 | North East
| Heysham 1 | Nuclear | 1179 | 1984 | North West
| Heysham 2 | Nuclear | 1254 | 1988 | North West
| Hinkley Point B | Nuclear | 1061 | 1976 | South West
| Sizewell B | Nuclear | 1216 | 1995 | East England
| Hunterston B | Nuclear | 1074 | 1976 | Scotland
| Torness | Nuclear | 1250 | 1988 | Scotland
| Cottam | Coal | 2008 | 1969 | West Midlands
| West Burton | Coal | 2012 | 1967 | West Midlands
| West Burton CCGT | CCGT | 1332 | 2012 | West Midlands
| Barkantine Heat & Power Company * | Gas | 1 | 2000 | London
| London Heat & Power Company * | Gas | 9 | 2000 | London
| West Burton GT | Gas oil | 40 | 1967 | East Midlands
EDF renewables | Beckburn | Wind | 31.1 | 2017 | North West
| Bicker Fen | Wind | 26 | 2008 | East Midlands
| Blyth | Wind (offshore) | 40 | 2017 | North East
| Burnfoot | Wind | 30.1 | 2010 | Scotland
| Burnhead Moss | Wind | 26 | 2015 | Scotland
| Corriemoillie | Wind | 47.5 | 2017 | Scotland
| Fallago Rig | Wind | 144 | 2013 | Scotland
| Green Rigg | Wind | 36 | 2012 | North East
| Longpark | Wind | 38 | 2009 | Scotland
| Red Tile | Wind | 24 | 2006 | Eastern
| Rusholme | Wind | 24 | 2010 | Yorkshire and Humber
| Teesside (offshore) | Wind (offshore) | 62 | 2013 | North East
Eggborough Power Ltd | Eggborough | Coal | 1960 | 1967 | Yorkshire & Humber
Eneco | Burn of Whilk | Wind | 22.5 | 2015 | Scotland
| Lochluichart | Wind | 69 | 2014 | Scotland
| Moy | Wind | 60 | 2016 | Scotland
| Twinshiels | Wind | 25 | 2015 | Scotland
ENGIE | Dinorwig | Pumped storage | 1800 | 1983 | Wales
| Ffestiniog | Pumped storage | 360 | 1961 | Wales
EPR | Eye Suffolk | Biomass | 14.3 | 1992 | East England
| Glanford | Meat & bone meal | 14 | 1993 | Yorkshire & Humber
| Thetford | Biomass | 41.5 | 1998 | East England
| Westfield | Biomass | 12.5 | 2000 | Scotland
| EPR Ely Ltd | Straw | 38 | 2001 | East England | (4)
EPUKi | South Humber Bank | CCGT | 1365 | 1996 | Yorkshire & Humber
| Langage | CCGT | 905 | 2010 | South West
ESB | Coolkeeragh | CCGT | 408 | 2005 | Northern Ireland
| Coolkeeragh OCGT | Gas oil | 53 | 2005 | Northern Ireland
| Carrington | CCGT | 910 | 2016 | North West
For footnotes see end of section
5.11 Power Stations in the United Kingdom
(operational at the end of May 2018)(1) (continued)
Company Name | Station Name | Fuel | Installed Capacity (MW) | Year of commission or year generation began | Location Scotland, Wales, Northern Ireland or English region
Falck renewables LTD | Assel Valley | Wind | 25 | 2016 | Scotland
| Auchrobert | Wind | 38.76 | 2017 | Scotland
| Ben Aketil | Wind | 27.6 | 2007 | Scotland
| Cambrian | Wind | 58.5 | 2016 | Wales
| Earlsburn | Wind | 37.5 | 2006 | Scotland
| Kilbraur | Wind | 67.5 | 2008 | Scotland
| Kingsburn | Wind | 22.5 | 2016 | Scotland
| Millennium | Wind | 65 | 2007 | Scotland
| West Browncastle | Wind | 30 | 2014 | Scotland
Foresight Group | Shotwick | Solar | 72.209 | 2017 | Wales
Fred Olsen | Brockloch Rig | Wind | 61.5 | 2017 | Scotland
| Crystal Rig | Wind | 62.5 | 2003 | Scotland
| Crystal Rig II | Wind | 138 | 2003 | Scotland
| Mid Hill | Wind | 75.9 | 2013 | Scotland
| Pauls Hill | Wind | 64.4 | 2005 | Scotland
| Rothes | Wind | 50.6 | 2004 | Scotland
| Rothes II | Wind | 41.4 | 2013 | Scotland
Greencoat | Braes of Doune Wind Farm | Wind | 72 | 2006 | Scotland
| Drone Hill | Wind | 28.6 | 2012 | Scotland
| Maerdy | Wind | 24 | 2012 | Wales
| North Rhins | Wind | 22 | 2010 | Scotland
| Sixpenny Wood | Wind | 20.5 | 2013 | Yorkshire and Humber
| Stroupster | Wind | 29.9 | 2015 | Scotland
| Tappaghan Wind Farm | Wind | 28.5 | 2004 | Northern Ireland
| Slieve Divena | Wind | 30 | 2009 | Northern Ireland
| Bann Road | Solar | 45.75 | 2017 | Northern Ireland
| Coltishall 1 | Solar | 33.68 | 2015 | Eastern
| Eveley | Solar | 49.3277 | 2016 | South East
Indian Queens Power Ltd | Indian Queens | Gas oil / kerosene | 140 | 1996 | South West
Infinis | Ardrossan | Wind | 30 | 2004 | Scotland
| A'Chruach | Wind | 42.6 | 2016 | Scotland
| Dalswinton | Wind | 30 | 2007 | Scotland
| Galawhistle | Wind | 55.2 | 2016 | Scotland
| Lissett | Wind | 29.95 | 2007 | Yorkshire and Humber
| Minsca | Wind | 36.8 | 2007 | Scotland
| Carno | Wind | 33.6 | 1997 | Wales
| Causeymire wind farm | Wind | 48.3 | 2004 | Scotland
| Farr wind farm ltd | Wind | 92 | 2005 | Scotland
| Fynnon Oer | Wind | 32 | 2006 | Wales
| Llyn Alaw | Wind | 20.4 | 1997 | Wales
| Windy Standard | Wind | 21.6 | 1996 | Scotland
Innogy renewables | Bradwell | Wind | 20.5 | 2013 | Eastern
| Galloper | Wind (offshore) | 33 | 2013 | Yorkshire and Humber
| Goole Fields 2 | Wind | 34.85 | 2016 | Yorkshire and Humber
| Gwynt-y-Mor | Wind (offshore) | 576 | 2013 | Wales
| Little Cheyne Court | Wind | 59.8 | 2008 | South East
| Middlemoor | Wind | 54 | 2013 | North East
| North Hoyle | Wind (offshore) | 60 | 2003 | Wales
| Novar2 | Wind | 36.8 | 2012 | Scotland
| Rhyl Flats | Wind (offshore) | 90 | 2009 | Wales
| Galloper Wind Farm | Wind (offshore) | 72 | 2017 | Eastern
Intergen | Rocksavage | CCGT | 810 | 1998 | North West
| Coryton | CCGT | 800 | 2001 | East England
| Spalding | CCGT | 880 | 2004 | East Midlands
Lark | Nixey Farm - Chalgrove - Solar Farm | Solar | 21.3404 | 2015 | South East
LightsourceBP | Bury Lane | Solar | 22.2159 | 2014 | Eastern
| Crundale | Solar | 43.6643 | 2014 | Wales
| Exning | Solar | 30.2762 | 2015 | Eastern
| Fareham | Solar | 20.508 | 2014 | South East
| Hill House Farm | Solar | 28.3118 | 2015 | South West
| South Creake | Solar | 26 | 2016 | Eastern
| Lough Road PV | Solar | 32.1256 | 2017 | Northern Ireland
Londonwaste Limited | Edmonton | Waste | 60 | 1970 | London
Magnox Ltd | Maentwrog | Hydro | 35.3 | 1928 | Wales
Marchwood Power Limited | Marchwood | CCGT | 920 | 2009 | South East
Multifuel energy ltd | Ferrybridge Multi-fuel | Waste | 79 | 2015 | Yorkshire & Humber
Octopus energy | Abbots Ripton | Solar | 24.6672 | 2014 | Eastern
| Ermine | Solar | 32.4494 | 2014 | East Midlands
| Melborn Muncey | Solar | 30.9417 | 2015 | Eastern
| Pitchford | Solar | 21.008 | 2015 | West Midlands
| Waterloo | Solar | 28.668 | 2015 | Eastern
Orsted | Barrow | Wind (offshore) | 90 | 2006 | North West
| Burbo Extension Offshore Windfarm | Wind (offshore) | 259 | 2017 | North West
| Burbo Offshore Windfarm | Wind (offshore) | 90 | 2007 | North West
| Gunfleet Sands 1 & 2 Ltd. | Wind (offshore) | 172.8 | 2010 | Eastern
| Lincs | Wind (offshore) | 270 | 2013 | East Midlands
| Race Bank | Wind (offshore) | 548.1 | 2018 | Eastern
| Walney 1 & 2 | Wind (offshore) | 368 | 2012 | North West
| Walney 3 | Wind (offshore) | 330 | 2017 | North West
| West of Duddon Sands | Wind (offshore) | 388.8 | 2014 | North West
| Westermost Rough | Wind (offshore) | 210 | 2014 | Yorkshire and Humber
Peel Energy Ltd | Frodsham Wind Farm Ltd | Wind | 50.35 | 2016 | North West
REG power | Glens of Foudland | Wind | 26 | 2005 | Scotland
For footnotes see end of section
5.11 Power Stations in the United Kingdom
(operational at the end of May 2018)(1) (continued)
Company Name | Station Name | Fuel | Installed Capacity (MW) | Year of commission or year generation began | Location Scotland, Wales, Northern Ireland or English region
Renewable energy systems | Gruig Wind Farm Limited | Wind | 25 | 2009 | Northern Ireland
| Altahullion Wind Farm (NI) | Wind | 26 | 2003 | Northern Ireland
| Black Hill Wind Farm (GB) | Wind | 28.6 | 2006 | Scotland
| Freasdail (GB) | Wind | 22.5 | 2017 | Scotland
| Garreg Llwyd (GB) | Wind | 30.4 | 2017 | Wales
| Glenchamber Wind Farm (GB) | Wind | 27.5 | 2016 | Scotland
| Hill of Towie Wind Farm (GB) | Wind | 48.3 | 2012 | Scotland
| Kelburn Wind Farm (GB) | Wind | 28 | 2012 | Scotland
| Minnygap (GB) | Wind | 25 | 2017 | Scotland
| Penmanshiel (GB) | Wind | 28.7 | 2016 | Scotland
| Wadlow Farm (GB) | Wind | 26 | 2012 | Eastern
| Wryde Croft Wind Farm (GB) | Wind | 26 | 2016 | Eastern
| Parley | Solar | 24.2148 | 2014 | South West
Riverside Resource Recovery Limited | Riverside - Energy from Waste | Waste | 80 | 2011 | London | (5)
Rockfire capital | Swindon Solar Farm | Solar | 60.8926 | 2016 | South West
RWE Generation SE | Aberthaw B | Coal | 1610 | 1971 | Wales
| Aberthaw GT | Gas oil | 51 | 1971 | Wales
| Cowes | Gas oil | 140 | 1982 | South East
| Didcot B | CCGT | 1550 | 1998 | South East
| Didcot GT | Gas oil | 100 | 1972 | South East
| Great Yarmouth | CCGT | 420 | 2001 | East England
| Little Barford | CCGT | 740 | 1995 | East England
| Little Barford GT | Gas oil | 17 | 2006 | East England
| Markinch CHP * | Biomass | 65 | 2014 | Scotland
| Pembroke | CCGT | 2199 | 2012 | Wales
| Staythorpe C | CCGT | 1772 | 2010 | East Midlands
Saltend Cogeneration Company Ltd | Saltend * | CCGT | 1200 | 2000 | Yorkshire & Humber
Scira Offshore Energy Ltd | Dudgeon BMU 1 | Wind (offshore) | 108 | 2017 | Eastern
| Dudgeon BMU 2 | Wind (offshore) | 90 | 2017 | Eastern
| Dudgeon BMU 3 | Wind (offshore) | 102 | 2017 | Eastern
| Dudgeon BMU 4 | Wind (offshore) | 102 | 2017 | Eastern
| Hywind BMU 1 | Wind (offshore) | 30 | 2017 | Scotland
| Sheringham Shoal BMU 1 | Wind (offshore) | 158 | 2012 | Eastern
| Sheringham Shoal BMU 2 | Wind (offshore) | 158 | 2017 | Eastern
Scottish power | Blackburn | CCGT | 59 | 2011 | North West
| Damhead Creek | CCGT | 805 | 2000 | South East
| Shoreham | CCGT | 420 | 2000 | South East
| Rye House | CCGT | 715 | 1993 | East England
| Arecleoch | Wind | 120 | 2010 | Scotland
| Beinn an Tuirc I | Wind | 29.7 | 2001 | Scotland
| Beinn an Tuirc II | Wind | 43.7 | 2002 | Scotland
| Beinn Tharsuinn | Wind | 29.75 | 2006 | Scotland
| Black Law | Wind | 124.2 | 2005 | Scotland
| Black Law II | Wind | 63.43 | 2017 | Scotland
| Cruach Mhor | Wind | 29.75 | 2004 | Scotland
| Dersalloch | Wind | 69 | 2016 | Scotland
| Dun Law II | Wind | 29.75 | 2009 | Scotland
| Ewe Hill II | Wind | 36.8 | 2017 | Scotland
| Glenapp | Wind | 22 | 2016 | Scotland
| Green Knowes | Wind | 27 | 2008 | Scotland
| Hagshaw Hill II | Wind | 26 | 1995 | Scotland
| Hare Hill II | Wind | 29.75 | 2016 | Scotland
| Harestanes | Wind | 136 | 2013 | Scotland
| Kilgallioch | Wind | 239 | 2017 | Scotland
| Lynemouth | Wind | 26 | 2012 | North East
| Mark Hill | Wind | 56 | 2011 | Scotland
| P&L | Wind | 30.6 | 1993 | Wales
| Whitelee | Wind | 322 | 2007 | Scotland
| Whitelee II | Wind | 217.02 | 2013 | Scotland
| Glenlee | Hydro | 24 | 1935 | Scotland
| Kendoon | Hydro | 24 | 1936 | Scotland
| Tongland | Hydro | 33 | 1935 | Scotland
| Cruachan | Pumped storage | 440 | 1966 | Scotland
Seabank Power Limited | Seabank | CCGT | 1234 | 1998 | South West | (6)
Sellafield Ltd | Fellside CHP * | CCGT | 180 | 1995 | North West
Sembcorp Utilities (UK) Ltd | Wilton GT * | Gas | 120 | 1952 | North East | (7)
| Wilton 10 * | Biomass | 38 | 2007 | North East
SIMEC | Uskmouth power | Coal | 363 | 1966 | Wales
South East London Combined Heat & Power Ltd | SELCHP ERF * | Waste | 35 | 1994 | London
For footnotes see end of section
5.11 Power Stations in the United Kingdom
(operational at the end of May 2018)(1) (continued)
Company Name | Station Name | Fuel | Installed Capacity (MW) | Year of commission or year generation began | Location Scotland, Wales, Northern Ireland or English region
SSE | Deanie | Hydro | 38 | 1963 | Scotland
| Fasnakyle | Hydro | 69 | 1951 | Scotland
| Lochay | Hydro | 46 | 1958 | Scotland
| Luichart | Hydro | 34 | 1954 | Scotland
| Foyers | Hydro / pumped storage | 300 | 1974 | Scotland
| Glendoe | Hydro | 100 | 2008 | Scotland
| Glenmoriston | Hydro | 37 | 1957 | Scotland
| Clachan | Hydro | 40 | 1955 | Scotland
| Inverawe | Hydro | 25 | 1963 | Scotland
| Sloy | Hydro | 152.5 | 1950 | Scotland
| Clunie | Hydro | 61.2 | 1950 | Scotland
| Errochty | Hydro | 75 | 1955 | Scotland
| Rannoch | Hydro | 45 | 1930 | Scotland
| Tummel | Hydro | 34 | 1933 | Scotland
| Burghfield | Gas | 50 | 1998 | South East
| Chickerell | Gas | 50 | 1998 | South West
| Chippenham | Gas | 10 | 2002 | South West
| Pilkington - Greengate * | Gas | 10 | 1998 | North West
| Arnish | Diesel | 10.2 | 2001 | Scotland
| Barra | Diesel | 3 | 1990 | Scotland
| Bowmore | Diesel | 6.2 | 1946 | Scotland
| Kirkwall | Diesel | 16 | 1953 | Scotland
| Lerwick | Diesel | 67 | 1953 | Scotland
| Loch Carnan, South Uist | Diesel | 11.5 | 1971 | Scotland
| Tiree | Diesel | 3 | 1945 | Scotland
| Peterhead | CCGT | 1180 | 1980 | Scotland | (3)
| Stornoway | Diesel | 24 | 1950 | Scotland
| Keadby | CCGT | 735 | 1994 | Yorkshire & Humber
| Medway | CCGT | 755 | 1995 | South East
| Fiddler’s Ferry GT | Gas oil | 35 | 1969 | North West
| Fiddler’s Ferry | Coal | 1961 | 1971 | North West
| Slough * | Biomass | 35 | 1918 | South East
| Keadby GT | Gas oil | 25 | 1994 | Yorkshire and the Humber
| Achany Windfarm | Wind | 38 | 2010 | Scotland
| Artfield Fell Windfarm - A,C | Wind | 28.6 | 2005 | Scotland
| Bhlaraidh Wind Farm | Wind | 110.4 | 2017 | Scotland
| Clyde Windfarm (Central) | Wind | 112.7 | 2011 | Scotland
| Clyde Windfarm (North) | Wind | 108.1 | 2012 | Scotland
| Clyde Windfarm (South) | Wind | 128.8 | 2011 | Scotland
| Drumderg Windfarm | Wind | 36.8 | 2008 | Scotland
| Dunmaglass Wind Farm | Wind | 94.05 | 2016 | Scotland
| Fairburn Windfarm | Wind | 40 | 2010 | Scotland
| Gordonbush Wind Farm | Wind | 70 | 2012 | Scotland
| Greater Gabbard | Wind (offshore) | 504 | 2012 | Eastern
| Griffin Wind Farm | Wind | 188.6 | 2012 | Scotland
| Hadyard Hill Windfarm - A,C | Wind | 119.8 | 2006 | Scotland
| Keadby Wind Farm | Wind | 68 | 2013 | Yorkshire and Humber
| Slieve Kirk Windfarm | Wind | 73.6 | 2012 | Northern Ireland
| Strathy North | Wind | 66 | 2015 | Scotland
| Toddleburn Windfarm | Wind | 27.6 | 2010 | Scotland
| Tievenameenta Wind Farm | Wind | 34.5 | 2017 | Northern Ireland
| Barkip AD | Waste | 2.726 | 2012 | Scotland
Statkraft Energy Ltd | Alltwalis Wind Farm | Wind | 23 | 2009 | Wales
| Andershaw Wind Farm | Wind | 35 | 2016 | Scotland
| Baillie Wind Farm | Wind | 52.5 | 2013 | Scotland
| Berry Burn Wind farm | Wind | 66.7 | 2014 | Scotland
| Rheidol | Hydro | 55.975 | 1961 | Wales
Suez recycling and recovery | Wilton 11 EfW | Waste | 49 | 2016 | North East
Third Energy Trading Ltd | Knapton | Gas | 41.5 | 1994 | Yorkshire & Humber
Uniper UK Limited | Cottam Development Centre | CCGT | 445 | 1999 | East Midlands
| Connahs Quay | CCGT | 1380 | 1996 | Wales
| Enfield | CCGT | 408 | 1999 | London
| Grain CHP * | CCGT | 1517 | 2010 | South East
| Killingholme | OCGT | 600 | 1994 | East Midlands
| Ratcliffe | Coal | 2021 | 1968 | East Midlands
| Taylor's Lane GT | Gas oil | 144 | 1979 | London
| Grain GT | Gas oil | 56 | 1978 | South East
| Ratcliffe GT | Gas oil | 34 | 1966 | East Midlands
Vattenfall | Clashindarroch | Wind | 36.9 | 2015 | Scotland
| Edinbane | Wind | 41.4 | 2010 | Scotland
| Kentish | Wind (offshore) | 90 | 2005 | South East
| Kentish Flats Extension | Wind (offshore) | 49.5 | 2015 | South East
| Ormonde | Wind (offshore) | 150 | 2012 | North West
| Pen y Cymoedd | Wind | 228 | 2016 | Wales
| Ray | Wind | 54.4 | 2017 | North East
| Swinford | Wind | 22 | 2012 | East Midlands
| Thanet | Wind (offshore) | 300 | 2010 | South East
Viridor Waste Management | Runcorn EfW | Waste | 86 | 2014 | North West
| Bolton EfW | Waste | 8 | 1971 | North West
| Exeter EfW | Waste | 3.5 | 2014 | South West
| Peterborough EfW | Waste | 7.3 | 2016 | East Midlands
| Ardley EfW | Waste | 26 | 2014 | South East
| Cardiff EfW | Waste | 30 | 2014 | South Wales
| Lakeside EfW | Waste | 37 | 2010 | South West
VPI Immingham LLP | VPI Immingham * | CCGT | 1240 | 2004 | Yorkshire & Humber
WPO | Airies | Wind | 39.9 | 2017 | Scotland
| Corriegarth | Wind | 69 | 2016 | Scotland
| Dungavel | Wind | 26 | 2015 | Scotland
| Middlewick | Wind | 20.7 | 2014 | Eastern
| Scout Moor | Wind | 65 | 2008 | North West
| Tir Mostyn & Foel Goch | Wind | 21.25 | 2005 | Wales
Xceco | Inner Dowsing | Wind (offshore) | 97.2 | 2009 | East Midlands
| Lynn | Wind (offshore) | 97.2 | 2009 | East Midlands
Total |  |  | 79354
For footnotes see end of section
5.11 Power Stations in the United Kingdom
(operational at the end of May 2018)(1) (continued)
Other power stations
Renewable sources and combustible wastes |  | Other MPP wind onshore | 1936
|  | Other MPP wind offshore | 16
|  | Other generators wind | 3990
|  | Other generators landfill gas | 1066
|  | Other generators sewage gas | 245
|  | Other generators biomass and waste | 1910
|  | Other MPP hydro | 1009
|  | Other generators hydro | 413
|  | Other MPP Solar | 2557
|  | Other generators solar photovoltaics and wave/tidal | 9416.0086
Interconnectors
Capacity
(MW)
England - France |  |  | 2000
England - Netherlands |  |  | 1000
Scotland - Northern Ireland |  |  | 500
Wales - Irish Republic |  |  | 500
Northern Ireland - Irish Republic |  |  | 600
Footnotes
(1) This list covers stations owned or operated by Major Power Producers, apart from non-thermal renewable sites under 20MW capacity (which are included in the database tab); other power stations (including many renewable sites and auto-generators) are included in the sub table at the end of table 5.11
(2) Capacity reduced in 2013, with these stations typically now operating as Open Cycle Gas Turbines.
(3) Total capacity is 1,840 MW but because of transmission constraints only 1,180 MW can be used at any one time.
(4) Previously called Elean
(5) Previously called Belvedere
(6) Previously split into Seabank 1 and 2
(7) Previously split into Wilton GT1 and GT2
* indicates CHP plant

## DUKES 2017
5.11 Power Stations in the United Kingdom
(operational at the end of May 2017)(1)
Company Name | Station Name | Fuel | Installed Capacity (MW) | Year of commission or year generation began | Location Scotland, Wales, Northern Ireland or English region
AES | Ballylumford C | CCGT | 616 | 2003 | Northern Ireland
| Kilroot | Coal / oil | 520 | 1981 | Northern Ireland
| Ballylumford B | Gas | 540 | 1968 | Northern Ireland
| Ballylumford B OCGT | Gas oil | 116 | 1968 | Northern Ireland
| Kilroot OCGT | Gas oil | 142 | 1981 | Northern Ireland
British Energy (now part of EDF) | Dungeness B | Nuclear | 1050 | 1983 | South East
| Hartlepool | Nuclear | 1180 | 1984 | North East
| Heysham 1 | Nuclear | 1155 | 1984 | North West
| Heysham 2 | Nuclear | 1230 | 1988 | North West
| Hinkley Point B | Nuclear | 955 | 1976 | South West
| Hunterston B | Nuclear | 965 | 1976 | Scotland
| Sizewell B | Nuclear | 1198 | 1995 | East
| Torness | Nuclear | 1185 | 1988 | Scotland
British Solar Renewables | Bradenstoke Solar Park | Solar | 69.7884 | 2015 | South West
Carrington Power | Carrington | CCGT | 900 | 2016 | North West
Centrica | Barry | CCGT | 235 | 1998 | Wales | (2)
| Glanford Brigg | CCGT | 150 | 1993 | Yorkshire and the Humber | (2)
| Langage | CCGT | 905 | 2010 | South West
| Peterborough | CCGT | 240 | 1993 | East | (2)
| South Humber Bank | CCGT | 1310 | 1996 | Yorkshire and the Humber
Coolkeeragh ESB Ltd | Coolkeeragh | CCGT | 408 | 2005 | Northern Ireland
| Coolkeeragh OCGT | Gas oil | 53 | 2005 | Northern Ireland
Corby Power Ltd | Corby | CCGT | 401 | 1993 | East Midlands
Cubico Sustainable Investments Limited | Broxted Solar Park | Solar | 31.59 | 2015 | East
| Owl's Hatch Solar Park | Solar | 51.9376 | 2016 | South East
Cumbria Wind | Beckburn | Wind | 31.05 | 2017 | North West
| Burnfoot Hill | Wind | 30.1 | 2010 | Scotland
| Corriemoillie | Wind | 47.5 | 2016 | Scotland
| Fallago Rig | Wind | 144 | 2013 | Scotland
| Green Rigg | Wind | 36 | 2012 | North East
| Longpark | Wind | 38 | 2009 | Scotland
| Teesside | Wind (offshore) | 62 | 2014 | North East
Dong Energy | Barrow | Wind (offshore) | 90 | 2006 | North West
| Burbo Bank | Wind (offshore) | 90 | 2009 | North West
| Gunfleet Sands 1 | Wind (offshore) | 108 | 2010 | South East
| Gunfleet Sands 2 | Wind (offshore) | 65 | 2010 | South East
| Lincs | Wind (offshore) | 270 | 2012 | East
| Walney 1 | Wind (offshore) | 184 | 2011 | North West
| Walney 2 | Wind (offshore) | 184 | 2011 | North West
| West of Duddon Sands | Wind (offshore) | 389 | 2014 | North West
| Westermost Rough | Wind (offshore) | 210 | 2015 | South East
Drax Power Ltd | Drax - coal units | Coal | 1980 | 1974 | Yorkshire and the Humber
| Drax - biomass units | Biomass | 1980 | 1974 | Yorkshire and the Humber
| Drax GT | Gas oil | 75 | 1971 | Yorkshire and the Humber
E.On UK | Blackburn Meadows | Biomass | 33 | 2015 | Yorkshire and the Humber
| Steven's Croft * | Biomass | 50 | 2007 | Scotland
| Castleford | CCGT | 56 | 2002 | Yorkshire and the Humber
| Sandbach | CCGT | 56 | 1999 | North West
| Thornhill | CCGT | 50 | 1998 | Yorkshire and the Humber
| Camster | Wind | 50 | 2012 | Scotland
| Tween Bridge | Wind | 44 | 2012 | North East
| Humber Gateway | Wind (offshore) | 219 | 2015 | North East
| London Array | Wind (offshore) | 630 | 2012 | South East
| Robin Rigg East | Wind (offshore) | 90 | 2010 | Scotland
| Robin Rigg West | Wind (offshore) | 90 | 2010 | Scotland
| Scroby Sands | Wind (offshore) | 60 | 2004 | East
EDF Energy | West Burton CCGT | CCGT | 1332 | 2012 | East Midlands
EDF Energy | Cottam | Coal | 2008 | 1969 | East Midlands
EDF Energy | West Burton | Coal | 2012 | 1967 | East Midlands
EDF Energy | Barkantine Heat & Power Company * | Gas | 1 | 2000 | London
EDF Energy | London Heat & Power Company * | Gas | 9 | 2000 | London
EDF Energy | West Burton GT | Gas oil | 40 | 1967 | East Midlands
Eggborough Power Ltd | Eggborough | Coal | 1960 | 1967 | Yorkshire and the Humber
Eneco Wind UK Limited | Lochluichart | Wind | 69 | 2014 | Scotland
| Moy | Wind | 60 | 2016 | Scotland
For footnotes see page 150
5.11 Power Stations in the United Kingdom
(operational at the end of May 2017)(1) (continued)
Company Name | Station Name | Fuel | Installed Capacity (MW) | Year of commission or year generation began | Location Scotland, Wales, Northern Ireland or English region
ENGIE | Deeside | CCGT | 515 | 1994 | Wales
| Saltend * | CCGT | 1200 | 2000 | Yorkshire and the Humber
| Indian Queens | Gas oil / kerosene | 140 | 1996 | South West
| Dinorwig | Pumped storage | 1800 | 1983 | Wales
| Ffestiniog | Pumped storage | 360 | 1961 | Wales
EPR Ely Limited | Elean | Straw | 38 | 2001 | East
EPR Eye Ltd | Eye Suffolk | Biomass | 14.3 | 1992 | East
EPR Glanford Ltd | Glanford | Meat & bone meal | 14 | 1993 | East
EPR Scotland Ltd | Westfield | Biomass | 12.5 | 2000 | Scotland
EPR Thetford Ltd | Thetford | Biomass | 41.5 | 1998 | East
Falck Renewables Wind Ltd | Cambrian | Wind | 37.5 | 2016 | Wales
| Earlsburn | Wind | 37.5 | 2007 | Scotland
| Kilbraur | Wind | 67.5 | 2008 | Scotland
| Millennium | Wind | 65 | 2008 | Scotland
| West Browncastle | Wind | 30 | 2014 | Scotland
Ferrybridge MFE Limited | Ferrybridge Multi-fuel | Biomass | 79 | 2015 | Yorkshire and the Humber
Foresight Group | Shotwick | Solar | 72.209 | 2017 | England
Fred Olsen | Crystal Rig | Wind | 63 | 2003 | Scotland
| Crystal Rig 2 | Wind | 138 | 2010 | Scotland
| Mid Hill | Wind | 75.9 | 2014 | Scotland
| Paul's Hill | Wind | 64 | 2005 | Scotland
| Rothes | Wind | 51 | 2004 | Scotland
| Rothes 2 | Wind | 41.4 | 2013 | Scotland
Greencoat Solar | Coltishall 1 | Solar | 33.682 | 2016 | England
| Eveley | Solar | 49.328 | 2016 | England
Greencoat UK Wind | Braes of Doune Wind Farm | Wind | 72 | 2007 | Scotland
Infinis | A'Chruach | Wind | 42.6 | 2016 | Scotland
| Dalswinton | Wind | 30.8 | 2008 | Scotland
| Galawhistle | Wind | 66 | 2017 | Scotland
| Minsca | Wind | 36.8 | 2008 | Scotland
| Slieve Divena | Wind | 30 | 2009 | N Ireland
Intergen | Coryton | CCGT | 800 | 2001 | East
| Rocksavage | CCGT | 810 | 1998 | North West
| Spalding | CCGT | 880 | 2004 | East Midlands
Lightsource | Crundale | Solar | 43.6643 | 2016 | England
| Exning | Solar | 30.276 | 2016 | England
Londonwaste Limited | Edmonton | Waste | 60 | 1970 | South East
Magnox Ltd | Maentwrog | Hydro | 35.3 | 1928 | Wales
Marchwood Power Limited | Marchwood | CCGT | 842 | 2009 | South West
MPF Operations Limited | Baglan Bay CCGT | CCGT | 520 | 2002 | Wales
MPF Operations Limited | Severn Power | CCGT | 850 | 2010 | Wales
MPF Operations Limited | Sutton Bridge | CCGT | 819 | 1999 | East
MPF Operations Limited | Baglan Bay OCGT | OCGT | 32.3 | 2002 | Wales
Peel Energy Ltd | Frodsham Wind Farm Ltd | Wind | 50.4 | 2017 | North West
Px Limited | Fellside CHP * | Gas | 180 | 1995 | North West
Renewable Energy Systems Ltd | Hill of Towie | Wind | 48.3 | 2012 | Scotland
Riverside Resource Recovery Limited | Belvedere | Waste | 80 | 2011 | South East
Rockfire Capital | Swindon Solar Park | Solar | 60.8926 | 2017 | England
RWE Innogy UK Ltd | Markinch CHP * | Biomass | 65 | 2014 | Scotland
RWE Innogy UK Ltd (Part of RWE Npower) | Carno | Wind | 33.6 | 2016 | Wales
| Causeymire | Wind | 48.3 | 2004 | Scotland
| Farr | Wind | 92 | 2006 | Scotland
| Ffynnon Oer | Wind | 32 | 2006 | Wales
| Goole Fields | Wind | 33 | 2013 | North East
| Goole Fields 2 | Wind | 34.85 | 2016 | England
| Little Cheyne Court | Wind | 59.8 | 2008 | South East
| Middlemoor | Wind | 54 | 2013 | North East
| Novar 2 | Wind | 36.8 | 2012 | Scotland
| Gwynt y Mor | Wind (offshore) | 576 | 2013 | Wales
| North Hoyle | Wind (offshore) | 60 | 2003 | Wales
| Rhyl Flats | Wind (offshore) | 90 | 2009 | Wales
For footnotes see page 150
5.11 Power Stations in the United Kingdom
(operational at the end of May 2017)(1) (continued)
Company Name | Station Name | Fuel | Installed Capacity (MW) | Year of commission or year generation began | Location Scotland, Wales, Northern Ireland or English region
RWE Npower Plc | Didcot B | CCGT | 1470 | 1998 | South East
| Great Yarmouth | CCGT | 420 | 2001 | East
| Little Barford | CCGT | 720 | 1995 | East
| Pembroke | CCGT | 2180 | 2012 | Wales
| Staythorpe C | CCGT | 1772 | 2010 | East Midlands
| Aberthaw B | Coal | 1586 | 1971 | Wales
| Aberthaw GT | Gas oil | 51 | 1971 | Wales
| Cowes | Gas oil | 140 | 1982 | South East
| Didcot GT | Gas oil | 100 | 1972 | South East
| Little Barford GT | Gas oil | 17 | 2006 | East
Scottish and Southern: Hydro Schemes - Affric/Beauly | Deanie | Hydro | 38 | 1963 | Scotland
| Fasnakyle | Hydro | 69 | 1951 | Scotland
Scottish and Southern: Hydro Schemes - Breadalbane | Lochay | Hydro | 46 | 1958 | Scotland
Scottish and Southern: Hydro Schemes - Conon | Luichart | Hydro | 34 | 1954 | Scotland
Scottish and Southern: Hydro Schemes - Foyers | Foyers | Hydro / pumped storage | 300 | 1974 | Scotland
Scottish and Southern: Hydro Schemes - Great Glen | Glendoe | Hydro | 100 | 2008 | Scotland
| Glenmoriston | Hydro | 37 | 1957 | Scotland
Scottish and Southern: Hydro Schemes - Sloy/Awe | Clachan | Hydro | 40 | 1955 | Scotland
| Sloy | Hydro | 152.5 | 1950 | Scotland
Scottish and Southern: Hydro Schemes - Tummel | Clunie | Hydro | 61.2 | 1950 | Scotland
| Errochty | Hydro | 75 | 1955 | Scotland
| Rannoch | Hydro | 45 | 1930 | Scotland
| Tummel | Hydro | 34 | 1933 | Scotland
Scottish and Southern: Island Generation | Arnish | Diesel | 10 | 2001 | Scotland
| Barra | Diesel | 3 | 1990 | Scotland
| Bowmore | Diesel | 6 | 1946 | Scotland
| Kirkwall | Diesel | 16 | 1953 | Scotland
| Lerwick | Diesel | 67 | 1953 | Scotland
| Loch Carnan, South Uist | Diesel | 9 | 1971 | Scotland
| Stornoway | Diesel | 24 | 1950 | Scotland
| Tiree | Diesel | 3 | 1945 | Scotland
Scottish and Southern: Thermal | Keadby | CCGT | 710 | 1994 | Yorkshire and the Humber
| Medway | CCGT | 700 | 1995 | South East
| Peterhead | CCGT | 1180 | 1980 | Scotland | (3)
| Fiddler’s Ferry | Coal / biomass | 1961 | 1971 | North West
| Slough * | Coal / biomass / gas / waste derived fuel | 35 | 1918 | South East
| Chippenham | Gas | 10 | 2002 | South West
| Burghfield | Gas / oil | 45 | 1998 | South East
| Chickerell | Gas / oil | 45 | 1998 | South West
| Fiddler’s Ferry GT | Gas oil | 34 | 1969 | North West
| Keadby GT | Gas oil | 25 | 1994 | Yorkshire and the Humber
| Five Oaks | Light oil | 8.7 | 1995 | South East
| Thatcham | Light oil | 8.7 | 1994 | South East
Scottish and Southern: Wind | Achany | Wind | 38 | 2010 | Scotland
| Clyde Central | Wind | 112.7 | 2011 | Scotland
| Drumderg | Wind | 36.8 | 2008 | Scotland
| Dunmaglass | Wind | 94.1 | 2017 | Scotland
| Fairburn | Wind | 40 | 2009 | Scotland
| Gordonbush | Wind | 70 | 2011 | Scotland
| Griffin | Wind | 188.6 | 2011 | Scotland
| Hadyard Hill | Wind | 119.6 | 2005 | Scotland
| Keadby | Wind | 68 | 2013 | Yorkshire and the Humber
| Slieve Kirk | Wind | 73.6 | 2011 | Northern Ireland
| Strathy North | Wind | 67.65 | 2015 | Scotland
| Tievenameenta | Wind | 34.5 | 2017 | Northern Ireland
| Greater Gabbard | Wind (offshore) | 504 | 2011 | East
| Clyde North | Wind | 108.1 | 2012 | Scotland
| Clyde South | Wind | 128.8 | 2011 | Scotland
Scottish Power: Hydro schemes - Cruachan | Cruachan | Pumped storage | 440 | 1966 | Scotland
Scottish Power: Hydro schemes - Galloway | Tongland | Hydro | 33 | 1935 | Scotland
Scottish Power: Thermal | Blackburn | CCGT | 59 | 2011 | North West
| Damhead Creek | CCGT | 805 | 2000 | South East
| Rye House | CCGT | 715 | 1993 | East
| Shoreham | CCGT | 420 | 2000 | South East
| Pilkington - Greengate * | Gas | 10 | 1998 | North West
Scottish Power: Wind | Arecleoch | Wind | 120 | 2010 | Scotland
| Beinn an Tuirc 2 | Wind | 43.7 | 2012 | Scotland
| Black Law | Wind | 124.2 | 2005 | Scotland
| Black Law 2 | Wind | 55.42 | 2017 | Scotland
| Harestanes | Wind | 136 | 2013 | Scotland
| Mark Hill | Wind | 56 | 2011 | Scotland
| Penryddian & Llidiartywaun | Wind | 30.6 | 1992 | Wales
| Whitelee | Wind | 322 | 2007 | Scotland
| Whitelee 2 | Wind | 217.02 | 2012 | Scotland
For footnotes see page 150
5.11 Power Stations in the United Kingdom
(operational at the end of May 2017)(1) (continued)
Company Name | Station Name | Fuel | Installed Capacity (MW) | Year of commission or year generation began | Location Scotland, Wales, Northern Ireland or English region
Seabank Power Limited | Seabank 1 | CCGT | 812 | 1998 | South West
| Seabank 2 | CCGT | 410 | 2000 | South West
Sembcorp Utilities (UK) Ltd | Wilton 10 | Biomass | 38 | 2007 | North East
| Wilton GT1 * | Gas | 42 | 1952 | North East
| Wilton GT2 | Gas | 42 | 2005 | North East
SIMEC | Uskmouth Power | Coal | 230 | 1966 | Wales
South East London Combined Heat & Power Ltd | SELCHP ERF * | Waste | 32 | 1994 | London
Statkraft Energy Ltd | Rheidol | Hydro | 55.975 | 1961 | Wales
Statkraft Wind UK Ltd | Andershaw | Wind | 36.3 | 2016 | Scotland
| Baillie | Wind | 52.5 | 2013 | Scotland
| Berry Burn | Wind | 66.7 | 2013 | Scotland
| Dudgeon BMU 2 | Wind | 90 | 2017 | England
| Dudgeon BMU 3 | Wind | 102 | 2017 | England
| Sheringham Shoal BMU 1 & 2 | Wind | 316 | 2012 | England
Third Energy Trading Ltd (Formerly RGS) | Knapton | Gas | 40 | 1994 | Yorkshire and the Humber
Uniper UK Limited | Connahs Quay | CCGT | 1380 | 1996 | Wales
| Cottam Development Centre | CCGT | 395 | 1999 | East Midlands
| Enfield | CCGT | 408 | 1999 | London
| Grain CHP * | CCGT | 1404 | 2010 | South East
| Ratcliffe | Coal | 2000 | 1968 | East Midlands
| Grain GT | Gas oil | 56 | 1978 | South East
| Ratcliffe GT | Gas oil | 34 | 1966 | East Midlands
| Taylor's Lane GT | Gas oil | 144 | 1979 | London
| Killingholme | OCGT | 600 | 1993 | Yorkshire and the Humber
Vattenfall Wind Power | Clashindarroch | Wind | 36.9 | 2015 | Scotland
| Edinbane | Wind | 41 | 2010 | Scotland
| Pen y Cymoedd | Wind | 228 | 2016 | Wales
| Ray | Wind | 54.4 | 2017 | England
| Kentish Flats | Wind (offshore) | 90 | 2005 | South East
| Kentish Flats Extension | Wind (offshore) | 49.5 | 2015 | South East
| Ormonde | Wind (offshore) | 150 | 2011 | North West
| Thanet | Wind (offshore) | 300 | 2010 | South East
Viridor Waste Management | Ardley EfW | Waste | 26 | 2014 | South East
| Bolton EfW | Waste | 8 | 1971 | North West
| Cardiff EfW | Waste | 30 | 2014 | South Wales
| Exeter EfW | Waste | 3.5 | 2014 | South West
| Lakeside EfW | Waste | 37 | 2010 | South West
| Peterborough EfW | Waste | 7.3 | 2016 | East Midlands
| Runcorn EfW | Waste | 81 | 2014 | North West
VPI Immingham LLP | VPI Immingham * | Gas | 1240 | 2004 | Yorkshire and the Humber
Wind Prospect | Corriegarth | Wind | 69 | 2017 | Scotland
Wind Prospect | Scout Moor | Wind | 65 | 2009 | North West
XceCo Ltd | Inner Dowsing | Wind (offshore) | 97 | 2009 | East Midlands
| Lynn | Wind (offshore) | 97 | 2009 | East Midlands
Total |  |  | 74372.5329
For footnotes see page 150
Other power stations
Renewable sources and combustible wastes |  | Other MPP wind onshore | 2114.643
|  | Other MPP wind offshore | 531.55
|  | Other generators wind | 3387.6036
|  | Other generators landfill gas | 1061.915
|  | Other generators sewage gas | 257.333
|  | Other generators biomass and waste | 1738.3899
|  | Other MPP hydro | 545.1767
|  | Other generators hydro | 206.3072
|  | Other MPP Solar | 1911.4105
|  | Other generators solar photovoltaics and wave/tidal | 9543.9501
For footnotes see page 150
5.11 Power Stations in the United Kingdom
(operational at the end of May 2017)(1) (continued)
Interconnectors
Capacity
(MW)
England - France |  |  | 2000
England - Netherlands |  |  | 1000
Scotland - Northern Ireland |  |  | 500
Wales - Irish Republic |  |  | 500
Northern Ireland - Irish Republic |  |  | 600
Footnotes
(1) This list covers stations owned or operated by Major Power Producers, apart from non-thermal renewable sites under 30MW capacity (which are included in the database tab); other power stations (including many renewable sites and auto-generators) are included in the sub table on page 149.
(2) Capacity reduced in 2013, with these stations typically now operating as Open Cycle Gas Turbines.
(3) Total capacity is 1,840 MW but because of transmission constraints only 1,180 MW can be used at any one time.
* indicates CHP plant

## DUKES 2016
5.10 Power Stations in the United Kingdom
(operational at the end of May 2016)(1)
Company Name | Station Name | Fuel | Installed Capacity (MW) | Year of commission or year generation began | Location Scotland, Wales, Northern Ireland or English region
AES | Ballylumford C | CCGT | 616 | 2003 | Northern Ireland
| Kilroot | Coal / oil | 540 | 1981 | Northern Ireland
| Ballylumford B | Gas | 540 | 1968 | Northern Ireland
| Ballylumford B OCGT | Gas oil | 116 | 1968 | Northern Ireland
| Kilroot OCGT | Gas oil | 142 | 1981 | Northern Ireland
Beaufort Wind Ltd | Carno | Wind | 33.6 | 1996 | Wales | (2)
Braes of Doune Windfarm | Braes of Doune | Wind | 72 | 2007 | Scotland | (3)
British Energy | Dungeness B | Nuclear | 1050 | 1983 | South East | (4)
| Hartlepool | Nuclear | 1180 | 1984 | North East | (4)
| Heysham 1 | Nuclear | 1155 | 1984 | North West | (4)
| Heysham 2 | Nuclear | 1230 | 1988 | North West | (4)
| Hinkley Point B | Nuclear | 955 | 1976 | South West | (4)
| Hunterston B | Nuclear | 965 | 1976 | Scotland | (4)
| Sizewell B | Nuclear | 1198 | 1995 | East | (4)
| Torness | Nuclear | 1185 | 1988 | Scotland | (4)
British Solar Renewables | Bradenstoke Solar Park | Solar | 69.7884 | 2015 | South West
| Owl's Hatch Solar Park | Solar | 51.9376 | 2015 | South East
Calon Energy | Severn Power | CCGT | 850 | 2010 | Wales
| Baglan Bay CCGT | CCGT | 520 | 2002 | Wales
| Baglan Bay OCGT | OCGT | 32.3 | 2002 | Wales
| Sutton Bridge | CCGT | 819 | 1999 | East
Centrica | Barry | CCGT | 235 | 1998 | Wales | (5)
| Glanford Brigg | CCGT | 150 | 1993 | Yorkshire and the Humber | (5)
| Killingholme | CCGT | 0 | 1994 | Yorkshire and the Humber
| Langage | CCGT | 905 | 2010 | South West
| Peterborough | CCGT | 240 | 1993 | East | (5)
| South Humber Bank | CCGT | 1310 | 1996 | Yorkshire and the Humber
| Inner Dowsing | Wind (offshore) | 97 | 2009 | East Midlands
| Lynn | Wind (offshore) | 97 | 2009 | East Midlands
Coolkeeragh ESB Ltd | Coolkeeragh | CCGT | 408 | 2005 | Northern Ireland
| Coolkeeragh OCGT | Gas oil | 53 | 2005 | Northern Ireland
Corby Power Ltd | Corby | CCGT | 401 | 1993 | East Midlands
Cubico Sustainable Investments Limited | Broxted | Solar | 31.59 | 2015 | East
Dong Energy | Barrow | Wind (offshore) | 90 | 2006 | North West | (6)
| Burbo Bank | Wind (offshore) | 90 | 2009 | North West
| Gunfleet Sands 1 | Wind (offshore) | 108 | 2010 | South East
| Gunfleet Sands 2 | Wind (offshore) | 65 | 2010 | South East
| Lincs | Wind (offshore) | 270 | 2012 | East | (6b)
| Walney 1 | Wind (offshore) | 184 | 2011 | North West | (7)
| Walney 2 | Wind (offshore) | 184 | 2011 | North West | (7)
| West of Duddon Sands | Wind (offshore) | 389 | 2014 | North West
| Westermost Rough | Wind (offshore) | 210 | 2015 | South East
Drax Power Ltd | Drax - coal units | Coal | 1980 | 1974 | Yorkshire and the Humber
| Drax - biomass units | Biomass | 1980 | 1974 | Yorkshire and the Humber
| Drax GT | Gas oil | 75 | 1971 | Yorkshire and the Humber
E.On UK | Steven's Croft | Biomass | 50 | 2007 | Scotland
| Blackburn Meadows | Biomass | 33 | 2015 | Yorkshire and the Humber
| Castleford | CCGT | 56 | 2002 | Yorkshire and the Humber
| Connahs Quay | CCGT | 1380 | 1996 | Wales
| Cottam Development Centre | CCGT | 395 | 1999 | East Midlands
| Enfield | CCGT | 408 | 1999 | London
| Grain CHP * | CCGT | 1365 | 2010 | South East
| Killingholme | CCGT | 900 | 1993 | Yorkshire and the Humber
| Sandbach | CCGT | 56 | 1999 | North West
| Thornhill | CCGT | 50 | 1998 | Yorkshire and the Humber
| Ratcliffe | Coal | 2000 | 1968 | East Midlands
| Grain GT | Gas oil | 55 | 1978 | South East
| Ratcliffe GT | Gas oil | 34 | 1966 | East Midlands
| Taylor's Lane GT | Gas oil | 144 | 1979 | London
| Camster | Wind | 50 | 2012 | Scotland
| Tween Bridge | Wind | 44 | 2012 | North East
| Humber Gateway | Wind (offshore) | 219 | 2015 | North East
| Robin Rigg East | Wind (offshore) | 90 | 2010 | Scotland
| Robin Rigg West | Wind (offshore) | 90 | 2010 | Scotland
| Scroby Sands | Wind (offshore) | 60 | 2004 | East
For footnotes see page 150
5.10 Power Stations in the United Kingdom
(operational at the end of May 2016)(1) (continued)
Company Name | Station Name | Fuel | Installed Capacity (MW) | Year of commission or year generation began | Location Scotland, Wales, Northern Ireland or English region
EDF Energy | West Burton CCGT | CCGT | 1332 | 2012 | East Midlands
| Cottam | Coal | 2008 | 1969 | East Midlands
| West Burton | Coal | 2012 | 1967 | East Midlands
| Barkantine Heat & Power Company * | Gas | 1 | 2000 | London
| London Heat & Power Company * | Gas | 9 | 2000 | London
| West Burton GT | Gas oil | 40 | 1967 | East Midlands
EDF Energy Renewables | Burnfoot Hill | Wind | 30.1 | 2010 | Scotland
| Fallago Rig | Wind | 144 | 2013 | Scotland
| Green Rigg | Wind | 36 | 2012 | North East
| Longpark | Wind | 38 | 2009 | Scotland
| Teesside | Wind (offshore) | 62 | 2014 | North East
Eggborough Power Ltd | Eggborough | Coal | 1960 | 1967 | Yorkshire and the Humber
Eneco Wind UK Limited | Lochluichart | Wind | 69 | 2014 | Scotland
ENGIE | Deeside | CCGT | 515 | 1994 | Wales
| Saltend | CCGT | 1200 | 2000 | Yorkshire and the Humber
| Rugeley | Coal | 1006 | 1972 | West Midlands
| Rugeley GT | Gas oil | 50 | 1972 | West Midlands
| Indian Queens | Gas oil / kerosene | 140 | 1996 | South West
| Dinorwig | Pumped storage | 1728 | 1983 | Wales
| Ffestiniog | Pumped storage | 360 | 1961 | Wales
EPR Ely Limited | Elean | Straw | 38 | 2001 | East
| Eye Suffolk | Biomass | 13 | 1992 | East
EPR Glanford Ltd | Glanford | Meat & bone meal | 13 | 1993 | East
EPR Scotland Ltd | Westfield | Biomass | 12 | 2000 | Scotland
EPR Thetford Ltd | Thetford | Biomass | 39 | 1998 | East
Falck Renewables Wind Ltd | Cefn Croes | Wind | 58.5 | 2006 | Wales
| Earlsburn | Wind | 37.5 | 2007 | Scotland
| Kilbraur | Wind | 67.5 | 2008 | Scotland
| Millennium | Wind | 65 | 2008 | Scotland
| West Browncastle | Wind | 30 | 2014 | Scotland
Ferrybridge MFE Limited | Ferrybridge Multi-fuel | Biomass | 79 | 2015 | Yorkshire and the Humber
Fred Olsen | Crystal Rig | Wind | 63 | 2003 | Scotland
| Crystal Rig 2 | Wind | 138 | 2010 | Scotland
| Mid Hill | Wind | 75.9 | 2014 | Scotland
| Paul's Hill | Wind | 64 | 2005 | Scotland
| Rothes | Wind | 51 | 2004 | Scotland
| Rothes 2 | Wind | 41.4 | 2013 | Scotland
Infinis | Dalswinton | Wind | 30 | 2008 | Scotland
| Lissett | Wind | 29.95 | 2007 | Yorkshire and the Humber
| Minsca | Wind | 36.8 | 2008 | Scotland
| Slieve Divena | Wind | 30 | 2009 | N Ireland
Intergen | Coryton | CCGT | 800 | 2001 | East
| Rocksavage | CCGT | 810 | 1998 | North West
| Spalding | CCGT | 880 | 2004 | East Midlands
Lightsource | Ermine | Solar | 32.4494 | 2015 | East Midlands
| Melborn Muncey | Solar | 30.942 | 2015 | East
London Array Ltd | London Array | Wind (offshore) | 630 | 2012 | South East | (8)
Londonwaste Limited | Edmonton | Waste | 60 | 1970 | South East
Magnox Ltd | Maentwrog | Hydro | 35.3 | 1928 | Wales | (9)
Marchwood Power Limited | Marchwood | CCGT | 898 | 2009 | South West | (10)
MEAG | Scout Moor | Wind | 65 | 2009 | North West | (7) (11)
Px Limited | Fellside CHP * | Gas | 180 | 1995 | North West | (12)
Riverside Resource Recovery Limited | Belvedere | Waste | 80 | 2011 | South East
For footnotes see page 150
5.10 Power Stations in the United Kingdom
(operational at the end of May 2016)(1) (continued)
Company Name | Station Name | Fuel | Installed Capacity (MW) | Year of commission or year generation began | Location Scotland, Wales, Northern Ireland or English region
RWE Generation UK Plc | Didcot B | CCGT | 1470 | 1998 | South East
| Great Yarmouth | CCGT | 420 | 2001 | East
| Little Barford | CCGT | 749 | 1995 | East
| Pembroke | CCGT | 2269 | 2012 | Wales
| Staythorpe C | CCGT | 1792 | 2010 | East Midlands
| Aberthaw B | Coal | 1586 | 1971 | Wales
| Aberthaw GT | Gas oil | 51 | 1971 | Wales
| Cowes | Gas oil | 140 | 1982 | South East
| Didcot GT | Gas oil | 100 | 1972 | South East
| Little Barford GT | Gas oil | 17 | 2006 | East
| Markinch CHP | Biomass | 65 | 2014 | Scotland
RWE Innogy UK Ltd (Part of RWE Npower) | Causeymire | Wind | 48.3 | 2004 | Scotland
| Farr | Wind | 92 | 2006 | Scotland
| Ffynnon Oer | Wind | 32 | 2006 | Wales
| Goole Fields | Wind | 33 | 2013 | North East
| Little Cheyne Court | Wind | 59.8 | 2008 | South East
| Middlemoor | Wind | 54 | 2013 | North East
| Novar 2 | Wind | 36.8 | 2012 | Scotland
| Gwynt y Mor | Wind (offshore) | 576 | 2013 | Wales
| North Hoyle | Wind (offshore) | 60 | 2003 | Wales
| Rhyl Flats | Wind (offshore) | 90 | 2009 | Wales
Scira Offshore Energy Ltd | Scira (Sheringham Shoal BMU 1) | Wind (offshore) | 158 | 2012 | East
| Scira (Sheringham Shoal BMU 2) | Wind (offshore) | 158 | 2012 | East
Scottish and Southern: Greater Gabbard Offshore Winds Limited | Greater Gabbard | Wind (offshore) | 504 | 2011 | East | (13)
Scottish and Southern: Hydro Schemes - Affric/Beauly | Deanie | Hydro | 38 | 1963 | Scotland
| Fasnakyle | Hydro | 69 | 1951 | Scotland
Scottish and Southern: Hydro Schemes - Breadalbane | Lochay | Hydro | 46 | 1958 | Scotland
Scottish and Southern: Hydro Schemes - Conon | Luichart | Hydro | 34 | 1954 | Scotland
Scottish and Southern: Hydro Schemes - Foyers | Foyers | Hydro / pumped storage | 300 | 1974 | Scotland
Scottish and Southern: Hydro Schemes - Great Glen | Glendoe | Hydro | 100 | 2008 | Scotland
| Glenmoriston | Hydro | 37 | 1957 | Scotland
Scottish and Southern: Hydro Schemes - Sloy/Awe | Clachan | Hydro | 40 | 1955 | Scotland
| Sloy | Hydro | 152.5 | 1950 | Scotland
Scottish and Southern: Hydro Schemes - Tummel | Clunie | Hydro | 61.2 | 1950 | Scotland
| Errochty | Hydro | 75 | 1955 | Scotland
| Rannoch | Hydro | 45 | 1930 | Scotland
| Tummel | Hydro | 34 | 1933 | Scotland
Scottish and Southern: Island Generation | Arnish | Diesel | 10.2 | 2001 | Scotland
| Barra | Diesel | 2.5 | 1990 | Scotland
| Bowmore | Diesel | 6 | 1946 | Scotland
| Kirkwall | Diesel | 16.2 | 1953 | Scotland
| Lerwick | Diesel | 67.2 | 1953 | Scotland
| Loch Carnan, South Uist | Diesel | 9.4 | 1971 | Scotland
| Stornoway | Diesel | 23.5 | 1950 | Scotland
| Tiree | Diesel | 2.5 | 1945 | Scotland
Scottish and Southern: Thermal | Medway | CCGT | 735 | 1995 | South East
| Peterhead | CCGT | 1180 | 1980 | Scotland | (14)
| Fiddler’s Ferry | Coal | 1961 | 1971 | North West
| Slough * | Biomass / gas / waste derived fuel | 35 | 1918 | South East
| Chippenham | Gas | 10 | 2002 | South West
| Fiddler’s Ferry GT | Gas oil | 34 | 1969 | North West
| Keadby | CCGT | 755 | 1994 | Yorkshire and the Humber
| Keadby GT | Gas oil | 25 | 1994 | Yorkshire and the Humber
| Burghfield | Gas / oil | 45 | 1998 | South East
| Chickerell | Gas / oil | 45 | 1998 | South West
| Five Oaks | Light oil | 8.7 | 1995 | South East
| Thatcham | Light oil | 8.7 | 1994 | South East
For footnotes see page 150
5.10 Power Stations in the United Kingdom
(operational at the end of May 2016)(1) (continued)
Company Name | Station Name | Fuel | Installed Capacity (MW) | Year of commission or year generation began | Location Scotland, Wales, Northern Ireland or English region
Scottish and Southern: Wind | Achany | Wind | 38 | 2010 | Scotland
| Drumderg | Wind | 36.8 | 2008 | Scotland
| Fairburn | Wind | 40 | 2009 | Scotland
| Gordonbush | Wind | 70 | 2011 | Scotland
| Hadyard Hill | Wind | 119.6 | 2005 | Scotland
| Slieve Kirk | Wind | 73.6 | 2011 | Northern Ireland
| Strathy North | Wind | 67.65 | 2015 | Scotland
Scottish and Southern: Wind - Clyde Windfarm (Scotland) Limited | Clyde Central | Wind | 112.7 | 2011 | Scotland
| Clyde North | Wind | 108.1 | 2012 | Scotland
| Clyde South | Wind | 128.8 | 2011 | Scotland
Scottish and Southern: Wind - Griffin Windfarm Limited | Griffin | Wind | 188.6 | 2011 | Scotland
Scottish and Southern: Wind - Keadby Wind Farm Limited | Keadby | Wind | 68 | 2013 | Yorkshire and the Humber
Scottish Power: Hydro schemes - Cruachan | Cruachan | Pumped storage | 440 | 1966 | Scotland
Scottish Power: Hydro schemes - Galloway | Tongland | Hydro | 33 | 1935 | Scotland
Scottish Power: Thermal | Damhead Creek | CCGT | 805 | 2000 | South East
| Rye House | CCGT | 715 | 1993 | East
| Shoreham | CCGT | 420 | 2000 | South East
| Blackburn | CCGT | 59 | 2011 | North West
| Pilkington - Greengate * | Gas | 10 | 1998 | North West
Scottish Power: Wind | Arecleoch | Wind | 120 | 2010 | Scotland
| Beinn an Tuirc 2 | Wind | 43.7 | 2012 | Scotland
| Black Law | Wind | 124.2 | 2005 | Scotland
| Harestanes | Wind | 136 | 2013 | Scotland
| Mark Hill | Wind | 56 | 2011 | Scotland
| Penryddian & Llidiartywaun | Wind | 30.6 | 1992 | Wales
| Whitelee | Wind | 322 | 2007 | Scotland
| Whitelee 2 | Wind | 217.02 | 2012 | Scotland
Seabank Power Limited | Seabank 1 | CCGT | 812 | 1998 | South West | (15)
| Seabank 2 | CCGT | 410 | 2000 | South West
Sembcorp Utilities (UK) Ltd | Wilton 10 | Biomass | 38 | 2007 | North East
| Wilton GT2 | Gas | 42 | 2005 | North East
| Wilton GT1 * | Gas | 42 | 1952 | North East
South East London Combined Heat & Power Ltd | SELCHP ERF | Waste | 32 | 1994 | London
Statkraft Energy Ltd | Rheidol | Hydro | 55.975 | 1961 | Wales
Statkraft Wind UK Ltd | Baillie | Wind | 52.5 | 2013 | Scotland
| Berry Burn | Wind | 66.7 | 2013 | Scotland
The Renewables Infrastructure Group (UK) Ltd | Hill of Towie | Wind | 48.3 | 2012 | Scotland
Third Energy Trading Ltd (Formerly RGS) | Knapton | Gas | 40 | 1994 | Yorkshire and the Humber
Vattenfall Wind Power | Clashindarroch | Wind | 36.9 | 2015 | Scotland
| Edinbane | Wind | 41 | 2010 | Scotland
| Kentish Flats | Wind (offshore) | 90 | 2005 | South East
| Kentish Flats Extension | Wind (offshore) | 49.5 | 2015 | South East
| Ormonde | Wind (offshore) | 150 | 2011 | North West
| Thanet | Wind (offshore) | 300 | 2010 | South East
VPI Immingham LLP | VPI Immingham * | Gas | 1240 | 2004 | Yorkshire and the Humber
Total |  |  | 73309.3024
For footnotes see page 150
Other power stations
Renewable sources and combustible wastes |  | Other MPP wind onshore | 2317
|  | Other MPP wind offshore | 16
|  | Other generators wind | 2784.0757
|  | Other generators landfill gas | 1061.328
|  | Other generators sewage gas | 216.3343
|  | Other generators biomass and waste | 1374.2038
|  | Other MPP hydro | 601
|  | Other generators hydro | 301.6976
|  | Other MPP Solar | 1618
|  | Other generators solar photovoltaics and wave/tidal | 7357.3346
CHP schemes listed in Table 5.11 |  | Various fuels | 1953.6475
CHP schemes other than major power producers and renewables and those listed in Table 5.11 |  | Mainly gas | 1794.2565
For footnotes see page 150
5.10 Power Stations in the United Kingdom
(operational at the end of May 2016)(1) (continued)
Interconnectors
Capacity
(MW)
England - France |  |  | 2000
England - Netherlands |  |  | 1000
Scotland - Northern Ireland |  |  | 500
Wales - Irish Republic |  |  | 500
Northern Ireland - Irish Republic |  |  | 600
Footnotes
(1) This list covers stations owned or operated by Major Power Producers, apart from non-thermal renewable sites under 30MW capacity (which are included in the database tab); other power stations (including many renewable sites and auto-generators) are included in the sub table on page 151.
(2) Managed by RWE.
(3) Joint venture between Green Coat Capital and Hermes, but operated by SSE.
(4) Now owned by EDF.
(5) Capacity reduced in 2013, with these stations typically now operating as Open Cycle Gas Turbines.
(6) Barrow owned 100% by Dong Energy.
(6b) Lincs Co-owned by Centrica (50%), DONG Energy (25%) and Siemens (25%).
(7) Joint venture with Scottish and Southern Energy (25.1%), OPW (24.8%) and DONG Energy (50.1%).
(8) Co-owned by EON (26)%), Dong (25%), La caisse de dépôt et placement du Québec (25%) and Masdar 20%.
(9) Owned by NDA but operated by Magnox Ltd.
(10) Joint venture between SSE and ESB.
(11) Operated by Wind Prospect Operations.
(12) Owned by NDA but operated by Px Limited.
(13) Joint venture with Green Coat Capital, but operated by SSE.
(14) Total capacity is 1,840 MW but because of transmission constraints only 1,180 MW can be used at any one time.
(15) Joint venture with Scottish and Southern Energy and Electricity First Limited.
(16) SYND Holdco is a joint venture between Greencoat and Swiss Life where Greencoat owns 51.6% and Swiss Life owns 48.4%.
* indicates CHP plant

## DUKES 2015
5.10 Power Stations in the United Kingdom
(operational at the end of May 2015)(1)
Company Name | Station Name | Fuel | Installed | Year of | Location
|  |  | Capacity | commission or | Scotland, Wales
|  |  | (MW) | year generation | Northern Ireland,
|  |  |  | began | or English region
A7 Energy (2) | Greendykeside | Wind | 4 | 2007 | Scotland
| Lochhead | Wind | 6 | 2009 | Scotland
AES | Ballylumford C | CCGT | 616 | 2003 | Northern Ireland
| Kilroot | Coal / oil | 520 | 1981 | Northern Ireland
| Ballylumford B | Gas | 540 | 1968 | Northern Ireland
| Ballylumford B OCGT | Gas oil | 116 | 1968 | Northern Ireland
| Kilroot OCGT | Gas oil | 142 | 1981 | Northern Ireland
Beaufort Wind Ltd (4) | Beinn Ghlas | Wind | 8 | 1999 | Scotland
| Bryn Titli | Wind | 10 | 1994 | Wales
| Carno | Wind | 34 | 1996 | Wales
| Kirkby Moor | Wind | 5 | 1993 | North West
| Lambrigg | Wind | 7 | 2000 | North West
| Llyn Alaw | Wind | 20 | 1997 | Wales
| Lochelbank | Wind | 9.6 | 2010 | Scotland
| Mynydd Gorddu | Wind | 10 | 1996 | Wales
| Novar | Wind | 17 | 1997 | Scotland
| Taff Ely | Wind | 9 | 1993 | Wales
| Tow Law | Wind | 2 | 2001 | North East
| Trysglwyn | Wind | 6 | 1996 | Wales
| Bears Down | Wind | 10 | 2001 | South West
| Farr | Wind | 92 | 2006 | Scotland
| Ffynnon Oer | Wind | 32 | 2006 | Wales
| Windy Standard | Wind | 22 | 1996 | Scotland
| Causeymire | Wind | 48 | 2004 | Scotland
| North Hoyle | Wind (offshore) | 60 | 2003 | Wales
BIIF LP | Black Hill | Wind | 29 | 2006 | Scotland
| Wadlow | Wind | 26 | 2012 | East
Braes of Doune Windfarm (5) | Braes of Doune | Wind | 72 | 2007 | Scotland
British Energy (6) | Dungeness B | Nuclear | 1050 | 1983 | South East
| Hartlepool | Nuclear | 1180 | 1984 | North East
| Heysham 1 | Nuclear | 1155 | 1984 | North West
| Heysham 2 | Nuclear | 1230 | 1988 | North West
| Hinkley Point B | Nuclear | 955 | 1976 | South West
| Hunterston B | Nuclear | 965 | 1976 | Scotland
| Sizewell B | Nuclear | 1198 | 1995 | East
| Torness | Nuclear | 1185 | 1988 | Scotland
Cemmaes Windfarm Ltd (7) | Cemmaes | Wind | 15 | 2002 (8) | Wales
Centrica | Barry (9) | CCGT | 235 | 1998 | Wales
| Glanford Brigg (9) | CCGT | 150 | 1993 | Yorkshire and the Humber
| Killingholme | CCGT | 665 | 1994 | Yorkshire and the Humber
| Langage | CCGT | 905 | 2010 | South West
| Peterborough (9) | CCGT | 240 | 1993 | East
| South Humber Bank | CCGT | 1310 | 1996 | Yorkshire and the Humber
| Glens of Foudland | Wind | 26 | 2005 | Scotland
| Inner Dowsing | Wind (offshore) | 97 | 2009 | East Midlands
| Lynn | Wind (offshore) | 97 | 2009 | East Midlands
CEP Wind 2 Ltd (10) | Gruig | Wind | 25 | 2009 | Northern Ireland
CEP Wind 3 Ltd | Todmorden | Wind | 12.5 | 2014 | Yorkshire and the Humber
Cold Northcott Windfarm Ltd (7) | Cold Northcott | Wind | 7 | 1993 | South West
Coolkeeragh ESB Ltd | Coolkeeragh | CCGT | 408 | 2005 | Northern Ireland
| Coolkeeragh OCGT | Gas oil | 53 | 2005 | Northern Ireland
Corby Power Ltd | Corby | CCGT | 401 | 1993 | East Midlands
Dong Energy | Barrow (11) | Wind (offshore) | 90 | 2006 | North West
| Burbo Bank | Wind (offshore) | 90 | 2009 | North West
| Gunfleet Sands 1 | Wind (offshore) | 108 | 2010 | South East
| Gunfleet Sands 2 | Wind (offshore) | 65 | 2010 | South East
| Gunfleet Sands 3 | Wind (offshore) | 12 | 2013 | South East
| Lincs (11) | Wind (offshore) | 270 | 2012 | East
For footnotes see page 152
5.10 Power Stations in the United Kingdom
(operational at the end of May 2015)(1) (continued)
Company Name | Station Name | Fuel | Installed | Year of | Location
|  |  | Capacity | commission or | Scotland, Wales
|  |  | (MW) | year generation | Northern Ireland,
|  |  |  | began | or English region
Dong Energy (continued) | Walney 1 (3) | Wind (offshore) | 184 | 2011 | North West
| Walney 2 (3) | Wind (offshore) | 184 | 2011 | North West
| West of Duddon Sands | Wind (offshore) | 389 | 2014 | North West
| Westermost Rough | Wind (offshore) | 210 | 2015 | South East
Drax Power Ltd | Drax | Coal / biomass | 3870 | 1974 | Yorkshire and the Humber
| Drax GT | Gas oil | 75 | 1971 | Yorkshire and the Humber
E.On UK | Ironbridge | Biomass | 360 | 1970 | West Midlands
| Steven's Croft * | Biomass | 50 | 2007 | Scotland
| Blackburn Meadows | Biomass | 33 | 2015 | Yorkshire and the Humber
| Castleford | CCGT | 56 | 2002 | Yorkshire and the Humber
| Connahs Quay | CCGT | 1380 | 1996 | Wales
| Cottam Development Centre | CCGT | 395 | 1999 | East Midlands
| Enfield | CCGT | 408 | 1999 | London
| Grain CHP * | CCGT | 1365 | 2010 | South East
| Killingholme | CCGT | 900 | 1993 | Yorkshire and the Humber
| Sandbach | CCGT | 56 | 1999 | North West
| Thornhill | CCGT | 50 | 1998 | Yorkshire and the Humber
| Ratcliffe | Coal | 2000 | 1968 | East Midlands
| Grain GT | Gas oil | 55 | 1978 | South East
| Ratcliffe GT | Gas oil | 34 | 1966 | East Midlands
| Taylor's Lane GT | Gas oil | 144 | 1979 | London
| Askam (28) | Wind | 5 | 1999 | North West
| Bowbeat (Emly Bank) | Wind | 15.6 | 2002 | Scotland
| Bowbeat (Roughside) | Wind | 15.6 | 2002 | Scotland
| Butterwick Moor Circuit 1 | Wind | 10.25 | 2011 | North East
| Butterwick Moor Circuit 2 | Wind | 10.25 | 2011 | North East
| Camster | Wind | 50 | 2012 | Scotland
| Deucheran Hill | Wind | 16 | 2001 | Scotland
| Great Eppleton (ex NFFO) | Wind | 4.1 | 2010 | North East
| Great Eppleton RO | Wind | 4.1 | 2010 | North East
| Hare Hill | Wind | 6 | 2004 | North East
| Haswell Moor Circuit 1 | Wind | 5.125 | 2010 | North East
| Haswell Moor Circuit 2 | Wind | 5.125 | 2010 | North East
| High Volts | Wind | 2.75 | 2004 | North East
| High Volts RO | Wind | 5.5 | 2004 | North East
| Holmside | Wind | 2.75 | 2004 | North East
| Holmside RO | Wind | 2.75 | 2004 | North East
| Lowca (29) | Wind | 5 | 2000 | North West
| Oldside (30) | Wind | 5 | 1996 | North West
| Out Newton | Wind | 9 | 2002 | Yorkshire and the Humber
| Rhyd y Groes (31) | Wind | 7 | 1992 | Wales
| Rosehall | Wind | 24.7 | 2012 | Scotland
| Siddick (30) | Wind | 4 | 1996 | North West
| Stags Holt | Wind | 20 | 2007 | East
| Tween Bridge | Wind | 44 | 2012 | North East
| Blyth T1 | Wind (offshore) | 2.25 | 2000 | North East
| Blyth T2 | Wind (offshore) | 2 | 2000 | North East
| Robin Rigg East | Wind (offshore) | 90 | 2010 | Scotland
| Robin Rigg West | Wind (offshore) | 90 | 2010 | Scotland
| Scroby Sands | Wind (offshore) | 60 | 2004 | East
EDF Energy | West Burton CCGT | CCGT | 1332 | 2012 | East Midlands
| Cottam | Coal | 2008 | 1969 | East Midlands
| West Burton | coal | 2012 | 1967 | East Midlands
| Barkantine Heat & Power Company * | Gas | 1 | 2000 | London
| London Heat & Power Company * | Gas | 9 | 2000 | London
| West Burton GT | Gas oil | 40 | 1967 | East Midlands
EDF Energy Renewables | Bicker Fen | Wind | 26 | 2008 | East Midlands
| Boundary Lane | Wind | 6 | 2013 | North East
| Burnfoot Hill | Wind | 30.1 | 2010 | Scotland
| Fairfield | Wind | 7 | 2011 | North West
| Fallago Rig | Wind | 144 | 2013 | Scotland
| Glass Moor 2 | Wind | 12 | 2013 | East Midlands
| Green Rigg | Wind | 36 | 2012 | North East
| Longpark | Wind | 38 | 2009 | Scotland
| Roade | Wind | 7.2 | 2014 | East Midlands
| Rusholme | Wind | 24 | 2010 | Yorkshire and the Humber
| Walkway | Wind | 14 | 2008 | North East
| Barmoor | Wind | 12 | 2014 | North East
| Teeside | Wind (offshore) | 62 | 2014 | North East
For footnotes see page 152
5.10 Power Stations in the United Kingdom
(operational at the end of May 2015)(1) (continued)
Company Name | Station Name | Fuel | Installed | Year of | Location
|  |  | Capacity | commission or | Scotland, Wales
|  |  | (MW) | year generation | Northern Ireland,
|  |  |  | began | or English region
Eggborough Power Ltd | Eggborough | Coal | 1960 | 1967 | Yorkshire and the Humber
EPR Ely Limited | Elean | Straw | 38 | 2001 | East
| Eye Suffolk | Biomass | 13 | 1992 | East
EPR Glanford Ltd | Glanford | Meat & bone meal | 13 | 1993 | East
EPR Scotland Ltd | Westfield | Biomass | 12 | 2000 | Scotland
EPR Thetford Ltd | Thetford | Biomass | 39 | 1998 | East
Falck Renewables Wind Ltd | Ben Aketil | Wind | 27.6 | 2007 | Scotland
| Boyndie | Wind | 16.3 | 2006 | Scotland
| Cefn Croes | Wind | 58.5 | 2006 | Wales
| Earlsburn | Wind | 37.5 | 2007 | Scotland
| Kilbraur | Wind | 67.5 | 2008 | Scotland
| Millennium | Wind | 65 | 2008 | Scotland
| Nutberry | Wind | 15 | 2013 | Scotland
| West Browncastle | Wind | 30 | 2014 | Scotland
Fenland Windfarms Ltd (7) | Deeping | Wind | 16 | 2006 | East Midlands
| Glass Moor | Wind | 16 | 2006 | East Midlands
| Red House | Wind | 12 | 2006 | East Midlands
| Red Tile | Wind | 24 | 2007 | East Midlands
Fred Olsen | Crystal Rig 2 | Wind | 138 | 2010 | Scotland
| Crystal Rig | Wind | 63 | 2003 | Scotland
| Mid Hill | Wind | 75.9 | 2014 | Scotland
| Paul's Hill | Wind | 64 | 2005 | Scotland
| Rothes | Wind | 51 | 2004 | Scotland
| Rothes 2 | Wind | 41.4 | 2013 | Scotland
ENGIE | Blantyre | Wind | 17 | 2014 | Scotland
| Crimp | Wind | 2 | 2011 | South West
| Carsington | Wind | 8 | 2014 | East Midlands
| Flimby | Wind | 6 | 2013 | North West
| Scotia | Wind | 20 | 2010 | Scotland
| Barlockhart Moor | Wind | 8 | 2013 | Scotland
| Sober Hill | Wind | 12 | 2013 | Yorkshire and the Humber
Great Orton Windfarm Ltd (6)(7) | Great Orton | Wind | 4 | 1999 | North West
Greencoat UK Wind | Kildrummy | Wind | 18 | 2013 | Scotland
| Cotton Farm | Wind | 16 | 2013 | East
| Earls Hall Farm | Wind | 10 | 2013 | East
High Hedley Hope Wind Ltd (7) | Broomhill | Wind | 8 | 2008 | North East
| High Hedley 1 | Wind | 2 | 2001 | North East
| High Hedley 2 | Wind | 5 | 2008 | North East
| Langley Park | Wind | 8 | 2008 | North East
| Trimdon Grange | Wind | 5 | 2008 | North East
Infinis | Ardrossan | Wind | 24 | 2004 | Scotland
| Ardrossan Extension | Wind | 6 | 2008 | Scotland
| Blackstone Edge | Wind | 6 | 2013 | Yorkshire and the Humber
| Dalswinton | Wind | 30 | 2008 | Scotland
| Glenkerie | Wind | 20 | 2012 | Scotland
| Gordonstown | Wind | 6 | 2013 | Scotland
| Hill of Fiddes | Wind | 7 | 2010 | Scotland
| Lissett | Wind | 30 | 2007 | Yorkshire and the Humber
| Low Spinney | Wind | 8 | 2011 | East Midlands
| Minsca | Wind | 37 | 2008 | Scotland
| Mynydd Clogau | Wind | 14 | 2004 | Wales
| Rheidol | Wind | 2 | 1997 | Wales
| Seamer | Wind | 10 | 2012 | North East
| Slieve Divena | Wind | 30 | 2009 | Northern Ireland
| Westfield | Wind | 10 | 2013 | Scotland
| Wingates | Wind | 15 | 2013 | North East
Intergen | Coryton | CCGT | 800 | 2001 | East
| Rocksavage | CCGT | 810 | 1998 | North West
| Spalding | CCGT | 880 | 2004 | East Midlands
For footnotes see page 152
5.10 Power Stations in the United Kingdom
(operational at the end of May 2015)(1) (continued)
Company Name | Station Name | Fuel | Installed | Year of | Location
|  |  | Capacity | commission or | Scotland, Wales
|  |  | (MW) | year generation | Northern Ireland,
|  |  |  | began | or English region
ENGIE | Deeside | CCGT | 515 | 1994 | Wales
| Saltend * | CCGT | 1200 | 2000 | Yorkshire and the Humber
| Rugeley | Coal | 1006 | 1972 | West Midlands
| Rugeley GT | Gas oil | 50 | 1972 | West Midlands
| Indian Queens | Gas oil / kerosene | 140 | 1996 | South West
| Dinorwig | Pumped storage | 1728 | 1983 | Wales
| Ffestiniog | Pumped storage | 360 | 1961 | Wales
K/S Winscales (7) | Winscales 1 | Wind | 2 | 1999 | North West
| Winscales 2 | Wind | 7 | 2005 | North West
Kirkheaton Wind Ltd (7) | Kirkheaton | Wind | 2 | 2000 | North East
Llangwyryfon Windfarm Ltd (7) | Llangwyryfon | Wind | 9 | 2003 | Wales
London Array Ltd (13) | London Array | Wind (offshore) | 630 | 2012 | South East
Londonwaste Limited | Edmonton | Waste | 60 | 1970 | South East
Lynemouth Power Ltd (14) | Lynemouth | Coal | 420 | 1972 | North East
Magnox Ltd (15) | Maentwrog | Hydro | 35 | 1928 | Wales
| Wylfa | Nuclear | 490 | 1971 | Wales
Marchwood Power Limited (16) | Marchwood | CCGT | 842 | 2009 | South West
MEAG (17) | Bagmoor | Wind | 16 | 2009 | East Midlands
| Scout Moor (3) | Wind | 65 | 2009 | North West
| Tir Mostyn & Foel Goch | Wind | 21 | 2005 | Wales
| Newton of Fortrie | Wind | 6.9 | 2013 | Scotland
| Middlewick | Wind | 20.7 | 2014 | South East
| GV March | Wind | 1.5 | 2012 | East Midlands
MPF Operations Limited | Severn Power | CCGT | 850 | 2010 | Wales
| Baglan Bay CCGT | CCGT | 520 | 2002 | Wales
| Baglan Bay OCGT | OCGT | 32.3 | 2002 | Wales
| Sutton Bridge | CCGT | 819 | 1999 | East
Peel Energy Ltd | Seaforth | Wind | 3 | 1999 | North West
Prime Renewables Gmbh | Port of Liverpool | Wind | 10 | 2008 | North West
Px Limited (18) | Fellside CHP * | Gas | 180 | 1995 | North West
Resonance (17) | Arnish Moor | Wind | 3.9 | 2006 | Scotland
| Betty Hill | Wind | 6 | 2013 | Scotland
| Dewlay Cheese | Wind | 2 | 2010 | North West
| Solutia | Wind | 5 | 2009 | Wales
| Strath of Brydock | Wind | 6.9 | 2009 | Scotland
| Workington (Eastman) | Wind | 4 | 2005 | North West
RES-UK & Ireland Ltd | Dyffryn Brodyn | Wind | 5 | 1994 | Wales
| Four Burrows | Wind | 5 | 1995 | South West
| Woolley Hill | Wind | 10 | 2014 | East
| Jacks Lane | Wind | 15 | 2014 | East
Riverside Resource Recovery Limited | Belvedere | Waste | 80 | 2011 | South East
RWE Npower Plc | Didcot B | CCGT | 1470 | 1998 | South East
| Great Yarmouth | CCGT | 420 | 2001 | East
| Little Barford | CCGT | 720 | 1995 | East
| Pembroke | CCGT | 2180 | 2012 | Wales
| Staythorpe C | CCGT | 1772 | 2010 | East Midlands
| Aberthaw B | Coal | 1586 | 1971 | Wales
| Aberthaw GT | Gas oil | 51 | 1971 | Wales
| Cowes | Gas oil | 140 | 1982 | South East
| Didcot GT | Gas oil | 100 | 1972 | South East
| Little Barford GT | Gas oil | 17 | 2006 | East
| Littlebrook GT | Gas oil | 105 | 1982 | South East
| Littlebrook D | Oil | 1370 | 1982 | South East
For footnotes see page 152
5.10 Power Stations in the United Kingdom
(operational at the end of May 2015)(1) (continued)
Company Name | Station Name | Fuel | Installed | Year of | Location
|  |  | Capacity | commission or | Scotland, Wales
|  |  | (MW) | year generation | Northern Ireland,
|  |  |  | began | or English region
RWE Innogy UK Ltd | Black Rock | Hydro | 4 | 2012 | Scotland
(Part of RWE Npower) | Braevallich | Hydro | 2 | 2005 | Scotland
| Carnoch | Hydro | 1 | 2009 | Scotland
| Cwm Dyli | Hydro | 10 | 2002 (8) | Wales
| Dolgarrog High Head | Hydro | 17 | 2002 (8) | Wales
| Dolgarrog Low Head | Hydro | 15 | 1926/2002 | Wales
| Douglas Water | Hydro | 3 | 2008 | Scotland
| Garrogie | Hydro | 2 | 2005 | Scotland
| Inverbain | Hydro | 1 | 2006 | Scotland
| Inverlael | Hydro | 3 | 2009 | Scotland
| Kielder | Hydro | 6 | 2006 (8) | North East
| Maldie | Hydro | 4 | 2013 | Scotland
| River E | Hydro | 3 | 2008 | Scotland
| An Suidhe | Wind | 22 | 2005 | Scotland
| Bilbster | Wind | 4 | 2008 | Scotland
| Bradwell | Wind | 21 | 2013 | North East
| Burgar Hill | Wind | 5 | 2007 | Scotland
| Goole Fields | Wind | 4 | 2013 | North East
| Hameldon Hill | Wind | 6 | 2007 | North West
| Hameldon Hill Extension | Wind | 6 | 2014 | North West
RWE Innogy Ltd (continued) | Hellrigg | Wind | 9 | 2012 | North West
| Hollies | Wind | 3 | 2008 | East
| Kiln Pit Hill | Wind | 14 | 2012 | North East
| Knabs Ridge | Wind | 16 | 2008 | North East
| Lindhurst | Wind | 9 | 2010 | East Midlands
| Little Cheyne Court | Wind | 60 | 2008 | South East
| Middlemoor | Wind | 54 | 2013 | North East
| Novar 2 | Wind | 37 | 2012 | Scotland
| Rhyl Flats | Wind (offshore) | 90 | 2009 | Wales
| Gwynt y Mor | Wind (offshore) | 576 | 2013 | Wales
RWE Innogy UK Ltd | Markinch CHP | Biomass | 65 | 2014 | Scotland
Scottish and Southern
Hydro Schemes:
Affric/Beauly | Aigas | Hydro | 20 | 1962 | Scotland
| Culligran | Hydro | 17 | 1962 | Scotland
| Culligran Compensation Set | Hydro | 2 | 1962 | Scotland
| Deanie | Hydro | 38 | 1963 | Scotland
| Fasnakyle | Hydro | 69 | 1951 | Scotland
| Fasnakyle Compensation Set | Hydro | 8 | 2006 | Scotland
| Kilmorack | Hydro | 20 | 1962 | Scotland
| Mullardoch Tunnel | Hydro | 2 | 1955 | Scotland
Breadalbane | Cashlie | Hydro | 11 | 1959 | Scotland
| Dalchonzie | Hydro | 4 | 1958 | Scotland
| Finlarig | Hydro | 17 | 1955 | Scotland
| Lednock | Hydro | 3 | 1961 | Scotland
| Lochay | Hydro | 46 | 1958 | Scotland
| Lochay Compensation Set | Hydro | 2 | 1959 | Scotland
| Lubreoch | Hydro | 4 | 1958 | Scotland
| St. Fillans | Hydro | 17 | 1957 | Scotland
Conon | Achanalt | Hydro | 3 | 1956 | Scotland
| Cuileg | Hydro | 3 | 2002 | Scotland
| Grudie Bridge | Hydro | 19 | 1950 | Scotland
| Luichart | Hydro | 34 | 1954 | Scotland
| Loch Dubh | Hydro | 1 | 1954 | Scotland
| Mossford | Hydro | 19 | 1957 | Scotland
| Orrin | Hydro | 18 | 1959 | Scotland
| Torr Achilty | Hydro | 15 | 1954 | Scotland
Foyers | Foyers | Hydro / pumped storage | 300 | 1974 | Scotland
Great Glen | Ceannacroc | Hydro | 20 | 1956 | Scotland
| Foyers Falls | Hydro | 5 | 1968 | Scotland
| Glendoe | Hydro | 100 | 2008 | Scotland
| Glenmoriston | Hydro | 40 | 1957 | Scotland
| Invergarry | Hydro | 20 | 1956 | Scotland
| Kingairloch | Hydro | 4 | 2005 | Scotland
| Livishie | Hydro | 17 | 1962 | Scotland
| Mucomir | Hydro | 2 | 1962 | Scotland
| Quoich | Hydro | 18 | 1955 | Scotland
For footnotes see page 152
5.10 Power Stations in the United Kingdom
(operational at the end of May 2015)(1) (continued)
Company Name | Station Name | Fuel | Installed | Year of | Location
|  |  | Capacity | commission or | Scotland, Wales
|  |  | (MW) | year generation | Northern Ireland,
|  |  |  | began | or English region
Shin | Cassley | Hydro | 10 | 1959 | Scotland
| Lairg | Hydro | 4 | 1959 | Scotland
| Shin | Hydro | 19 | 1958 | Scotland
Sloy/Awe | Allt-na-Lairige | Hydro | 7 | 1956 | Scotland
| Clachan | Hydro | 40 | 1955 | Scotland
| Inverawe | Hydro | 25 | 1963 | Scotland
| Kilmelfort | Hydro | 2 | 1956 | Scotland
| Loch Gair | Hydro | 6 | 1961 | Scotland
| Lussa | Hydro | 2 | 1952 | Scotland
| Nant | Hydro | 15 | 1963 | Scotland
| Sloy | Hydro | 153 | 1950 | Scotland
| Sron Mor | Hydro | 4 | 1957 | Scotland
| Striven | Hydro | 8 | 1951 | Scotland
Tummel | Clunie | Hydro | 61 | 1950 | Scotland
| Cuaich | Hydro | 3 | 1959 | Scotland
| Errochty | Hydro | 75 | 1955 | Scotland
| Gaur | Hydro | 8 | 1953 | Scotland
| Loch Ericht | Hydro | 2 | 1962 | Scotland
| Pitlochry | Hydro | 15 | 1950 | Scotland
| Rannoch | Hydro | 45 | 1930 | Scotland
| Tummel | Hydro | 34 | 1933 | Scotland
Wind | Achany | Wind | 38 | 2010 | Scotland
| Artfield Fell | Wind | 20 | 2005 | Scotland
| Balmurrie Fell | Wind | 9 | 2012 | Scotland
| Bessy Bell 1 | Wind | 5 | 1995 | Northern Ireland
| Bessy Bell 2 | Wind | 9 | 2008 | Northern Ireland
Bin Mountain Windfarm (NI) Limited (19) | Bin Mountain (19) | Wind | 9 | 2007 | Northern Ireland
Carcant Windfarm (Scotland) Limited (19) | Carcant (19) | Wind | 7 | 2010 | Scotland
| Cathkin Braes | Wind | 3 | 2013 | Scotland
Clyde Windfarm (Scotland) Limited * | Clyde Central | Wind | 113 | 2011 | Scotland
Clyde Windfarm (Scotland) Limited * | Clyde North | Wind | 108 | 2012 | Scotland
Clyde Windfarm (Scotland) Limited * | Clyde South | Wind | 129 | 2011 | Scotland
| Drumderg | Wind | 37 | 2008 | Scotland
| Fairburn | Wind | 40 | 2009 | Scotland
| Gordonbush | Wind | 70 | 2011 | Scotland
Griffin Windfarm Limited | Griffin | Wind | 189 | 2011 | Scotland
| Hadyard Hill | Wind | 120 | 2005 | Scotland
Keadby Wind Farm Limited * | Keadby | Wind | 68 | 2013 | Yorkshire and the Humber
| National Offshore Wind Turbine Test Facility (NOWTTF) | Wind | 13 | 2014 | Scotland
| Port of Tilbury | Wind | 9 | 2013 | East
| Slieve Kirk | Wind | 74 | 2011 | Northern Ireland
| Spurness Extension (20) | Wind | 10 | 2012 | Scotland
| Tangy | Wind | 19 | 2002 | Scotland
Tappaghan Windfarm (NI) Limited (19) | Tappaghan (19) | Wind | 29 | 2005 | Northern Ireland
SSE Toddleburn Limited * | Toddleburn | Wind | 28 | 2010 | Scotland
Small Hydros: | Chliostair | Hydro | 1 | 1960 | Scotland
| Kerry Falls | Hydro | 1 | 1951 | Scotland
| Nostie Bridge | Hydro | 1 | 1950 | Scotland
| Storr Lochs | Hydro | 2 | 1952 | Scotland
Thermal:
| Medway | CCGT | 700 | 1995 | South East
| Peterhead (22) | CCGT | 1180 | 1980 | Scotland
| Ferrybridge C | Coal / biomass | 980 | 1966 | Yorkshire and the Humber
| Fiddler’s Ferry | Coal / biomass | 1961 | 1971 | North West
| Slough * | Coal / biomass / gas / waste derived fuel | 35 | 1918 | South East
| Chippenham | Gas | 10 | 2002 | South West
| Ferrybridge GT | Gas oil | 34 | 1966 | Yorkshire and the Humber
| Fiddler’s Ferry GT | Gas oil | 34 | 1969 | North West
| Keadby GT | Gas oil | 25 | 1994 | Yorkshire and the Humber
| Burghfield | Gas / oil | 45 | 1998 | South East
| Chickerell | Gas / oil | 45 | 1998 | South West
| Five Oaks | Light oil | 8.7 | 1995 | South East
| Thatcham | Light oil | 8.7 | 1994 | South East
Island Generation | Arnish | Diesel | 10 | 2001 | Scotland
| Barra | Diesel | 3 | 1990 | Scotland
| Bowmore | Diesel | 6 | 1946 | Scotland
| Kirkwall | Diesel | 16 | 1953 | Scotland
For footnotes see page 152
5.10 Power Stations in the United Kingdom
(operational at the end of May 2015)(1) (continued)
Company Name | Station Name | Fuel | Installed | Year of | Location
|  |  | Capacity | commission or | Scotland, Wales
|  |  | (MW) | year generation | Northern Ireland,
|  |  |  | began | or English region
Island Generation (continued) | Lerwick | Diesel | 67 | 1953 | Scotland
| Loch Carnan, South Uist | Diesel | 9 | 1971 | Scotland
| Stornoway | Diesel | 24 | 1950 | Scotland
| Tiree | Diesel | 3 | 1945 | Scotland
Greater Gabbard Offshore Winds Limited | Greater Gabbard (21) | Wind (offshore) | 504 | 2011 | East
Scottish Power
Hydro schemes:
Galloway | Carsfad | Hydro | 12 | 1936 | Scotland
| Drumjohn | Hydro | 2 | 1985 | Scotland
| Earlstoun | Hydro | 14 | 1936 | Scotland
| Glenlee | Hydro | 24 | 1935 | Scotland
| Kendoon | Hydro | 24 | 1936 | Scotland
| Tongland | Hydro | 33 | 1935 | Scotland
Lanark | Bonnington | Hydro | 11 | 1927 | Scotland
| Stonebyres | Hydro | 6 | 1927 | Scotland
Cruachan | Cruachan | Pumped storage | 440 | 1966 | Scotland
Thermal: | Damhead Creek | CCGT | 805 | 2000 | South East
| Rye House | CCGT | 715 | 1993 | East
| Shoreham | CCGT | 420 | 2000 | South East
| Longannet | Coal | 2260 | 1970 | Scotland
| Blackburn | CCGT | 59 | 2011 | North West
| Pilkington - Greengate * | Gas | 10 | 1998 | North West
Wind: | Arecleoch | Wind | 120 | 2010 | Scotland
| Beinn an Tuirc 1 | Wind | 30 | 2001 | Scotland
| Beinn an Tuirc 2 | Wind | 44 | 2012 | Scotland
| Beinn Tharsuinn | Wind | 30 | 2007 | Scotland
| Black Law | Wind | 124 | 2005 | Scotland
| Callagheen | Wind | 17 | 2006 | Northern Ireland
| Carland Cross RP | Wind | 20 | 2013 (23) | South West
| Clachan Flats | Wind | 15 | 2009 | Scotland
| Coal Clough RP (32) | Wind | 16 | 2014 | North West
| Coldham | Wind | 16 | 2006 | East
| Corkey | Wind | 5 | 1994 | Northern Ireland
| Cruach Mhor | Wind | 30 | 2004 | Scotland
| Dun Law 1 | Wind | 17 | 2000 | Scotland
| Dun Law 2 | Wind | 30 | 2009 | Scotland
| Elliot's Hill | Wind | 5 | 1995 | Northern Ireland
| Green Knowes | Wind | 27 | 2008 | Scotland
| Hagshaw Hill 1 | Wind | 16 | 1995 | Scotland
| Hagshaw Hill 2 | Wind | 26 | 2009 | Scotland
| Hare Hill | Wind | 13 | 2000 | Scotland
| Harestanes | Wind | 136 | 2013 | Scotland
| Lynemouth | Wind | 26 | 2012 | North East
| Mark Hill | Wind | 56 | 2011 | Scotland
| Middleton | Wind | 12 | 2013 | Scotland
| Penryddian & Llidiartywaun | Wind | 31 | 1992 | Wales
| Rigged Hill | Wind | 5 | 1994 | Northern Ireland
| Wether Hill | Wind | 18 | 2007 | Scotland
| Whitelee | Wind | 322 | 2007 | Scotland
| Whitelee II | Wind | 217 | 2012 | Scotland
| Wolf Bog | Wind | 10 | 2008 | Northern Ireland
Seabank Power Limited (24) | Seabank 1 | CCGT | 812 | 1998 | South West
| Seabank 2 | CCGT | 410 | 2000 | South West
Sembcorp Utilities (UK) Ltd | Wilton 10 * | Biomass | 38 | 2007 | North East
| Wilton GT2 * | Gas | 42 | 2005 | North East
| Wilton GT1 * | Gas | 42 | 1952 | North East
South East London | South East London
Combined Heat & Power Ltd | SELCHP ERF | Waste | 32 | 1994 | London
Statkraft Energy Ltd | Rheidol | Hydro | 49 | 1961 | Wales
Statkraft Wind UK Ltd | Alltwalis | Wind | 23 | 2009 | Wales
| Baillie | Wind | 52.5 | 2013 | Scotland
| Berry Burn | Wind | 66.7 | 2013 | Scotland
| Scira (Sheringham Shoal BMU 1) | Wind (offshore) | 158 | 2012 | East
| Scira (Sheringham Shoal BMU 2) | Wind (offshore) | 158 | 2012 | East
For footnotes see page 152
5.10 Power Stations in the United Kingdom
(operational at the end of May 2015)(1) (continued)
Company Name | Station Name | Fuel | Installed | Year of | Location
|  |  | Capacity | commission or | Scotland, Wales
|  |  | (MW) | year generation | Northern Ireland,
|  |  |  | began | or English region
SYND Holdco | Sixpenny Wood | Wind | 21 | 2013 | Yorkshire and the Humber
| Yelvertoft | Wind | 16 | 2013 | East Midlands
| North Rhins | Wind | 22 | 2010 | Scotland
| Drone Hill | Wind | 29 | 2012 | Scotland
Talisman Energy | Beatrice (3) | Wind (offshore) | 10 | 2007 | Scotland
The Renewables Infrastructure Group (UK) Ltd | Altahullion | Wind | 26 | 2003 | Northern Ireland
| Altahullion Extension | Wind | 12 | 2007 | Northern Ireland
| Earlseat | Wind | 16 | 2014 | Scotland
| Forss | Wind | 2 | 2003 | Scotland
| Forss Extension | Wind | 5 | 2007 | Scotland
| Grange | Wind | 14 | 2013 | North West
| Hill of Towie | Wind | 48 | 2012 | Scotland
| Kelburn | Wind | 28 | 2011 | Scotland
| Meikle Carewe | Wind | 10.2 | 2013 | Scotland
| Tallentire | Wind | 12 | 2013 | North West
| Lendrum's Bridge | Wind | 13 | 2000 | Northern Ireland
| Lough Hill | Wind | 8 | 2007 | Northern Ireland
| Roos | Wind | 17.1 | 2012 | Yorkshire and the Humber
Third Energy Trading Ltd (Formerly RGS) | Knapton | Gas | 40 | 1994 | Yorkshire and the Humber
Triodos (17) | Dunfermline (FMC) | Wind | 1.5 | 2012 | Scotland
| Eye Airfield | Wind | 5 | 2013 | England
Vattenfall Wind Power | Clashindarroch | Wind | 37 | 2015 | Scotland
| Edinbane | Wind | 41 | 2010 | Scotland
| Swinford | Wind | 22 | 2012 | East Midlands
| Kentish Flats | Wind (offshore) | 90 | 2005 | South East
| Ormonde | Wind (offshore) | 150 | 2011 | North West
| Thanet | Wind (offshore) | 300 | 2010 | South East
Velocita (17) | Maerdy | Wind | 24 | 2013 | Wales
VPI Immingham LLP | VPI Immingham * | Gas | 1240 | 2004 | Yorkshire and the Humber
Windcluster | Haverigg 3 (2) | Wind | 3 | 2005 | North West
Yorkshire Windpower Ltd (25) | Ovenden Moor | Wind | 9 | 1993 | Yorkshire and the Humber
| Royd Moor | Wind | 7 | 1993 | Yorkshire and the Humber
Total |  |  | 80945.55
Other power stations(26)
Renewable sources |  | wind | 2459
and combustible wastes |  | landfill gas | 1051
|  | sewage gas | 208
|  | hydro | 266
|  | biomass and waste | 1135
|  | solar photovoltaics and wave/tidal | 5386
CHP schemes listed in Table 5.11 |  | various fuels | 2221.3405
CHP schemes other than major power producers and |  | mainly gas | 1756.1005
renewables and those listed in Table 5.11
For footnotes see page 152
5.10 Power Stations in the United Kingdom
(operational at the end of May 2015)(1) (continued)
Interconnectors
Capacity
(MW)
England - France |  |  | 2000
England - Netherlands |  |  | 1000
Scotland - Northern Ireland |  |  | 500
Wales - Irish Republic |  |  | 500
Northern Ireland - Irish Republic |  |  | 600
Footnotes
(1) This list covers stations owned or operated by Major Power Producers; other power stations (including many renewable sites and auto-generators) are included in the sub table on page 151.
(2) Operated by HG Capital.
(3) Joint venture with Scottish and Southern Energy (25.1%), OPW (24.8%) and DONG Energy (50.1%).
(4) Managed by RWE.
(5) Joint venture between Green Coat Capital and Hermes, but operated by SSE.
(6) Now owned by EDF.
(7) Managed by EDF Energy Renewables Ltd.
(8) Recommissioning dates.
(9) Capacity reduced in 2013, with these stations typically now operating as Open Cycle Gas Turbines.
(10) Operated by RES-UK & Ireland Ltd.
11) Barrow owned 100% by Dong Energy.
(11b) Lincs Co-owned by Centrica (50%), DONG Energy (25%) and Siemens (25%).
(12) Animal Waste Derived Fuel, i.e. meat and bone meal, poultry litter, feathers and small quantities of other material such as wood chips.
(13) Co-owned by EON (30%), Dong (25%), La caisse de dépôt et placement du Québec (25%) and Masdar 20%.
(14) Owned by RWE.
(15) Owned by NDA but operated by Magnox Ltd.
(16) Joint venture between SSE and ESB.
(17) Operated by Wind Prospect Operations.
(18) Owned by NDA but operated by Px Limited.
(19) Owned by Green Coat Capital, but continues to be operated by SSE.
(20) Spurness re-powered in December 2012 with a capacity of 10MW.
(21) Joint venture with Green Coat Capital, but operated by SSE.
(22) Total capacity is 1,840 MW but because of transmission constraints only 1,180 MW can be used at any one time.
(23) Carland Cross re-powered in 2013 (originally commissioned in 1992).
(24) Joint venture with Scottish and Southern Energy and Electricity First Limited.
(25) Owned by E.On and EPR.
(26) As at end December 2012.
(27) SYND Holdco is a joint venture between Greencoat and Swiss Life where Greencoat owns 51.6% and Swiss Life owns 48.4%.
(28) Site no longer owned by E.ON. Site sold to Cannock Renewables in December 2014.
(29) Site no longer owned by E.ON. Site sold to Cumbria Wind Ltd in December 2014.
(30) Site no longer owned by E.ON. Site sold to Curlew Power Ltd in December 2014.
(31) Site owned by TPG Wind Ltd, a joint venture between E.ON and Eurus Energy UK Ltd.
(32) Re-powering of the original Coal Clough that was decommissioned.

## DUKES 2014
5.10 Power Stations in the United Kingdom
(operational at the end of May 2014)(1)
Company Name | Station Name | Fuel | Installed | Year of | Location
|  |  | Capacity | commission or | Scotland, Wales
|  |  | (MW) | year generation | Northern Ireland,
|  |  |  | began | or English region
A7 Energy (2) | Greendykeside | wind | 4 | 2007 | Scotland
| Lochhead | wind | 6 | 2009 | Scotland
AES | Ballylumford C | CCGT | 616 | 2003 | Northern Ireland
| Kilroot | coal/oil | 520 | 1981 | Northern Ireland
| Ballylumford B | gas | 540 | 1968 | Northern Ireland
| Ballylumford B OCGT | gas oil | 116 | 1968 | Northern Ireland
| Kilroot OCGT | gas oil | 142 | 1981 | Northern Ireland
Baglan Generation Ltd | Baglan Bay | CCGT | 510 | 2002 | Wales
Barking Power (3) | Barking | CCGT | 1000 | 1994 | London
Beaufort Wind Ltd (4) | Bears Down | wind | 10 | 2001 | South West
| Bein Ghlas | wind | 8 | 1999 | Scotland
| Bryn Titli | wind | 10 | 1994 | Wales
| Carno | wind | 34 | 1996 | Wales
| Farr | wind | 92 | 2006 | Scotland
| Ffynnon Oer | wind | 32 | 2006 | Wales
| Kirkby Moor | wind | 5 | 1993 | North West
| Lambrigg | wind | 7 | 2000 | North West
| Llyn Alaw | wind | 20 | 1997 | Wales
| Mynydd Gorddu | wind | 10 | 1996 | Wales
| Novar | wind | 17 | 1997 | Scotland
| Taff Ely | wind | 9 | 1993 | Wales
| Tow Law | wind | 2 | 2001 | North East
| Trysglwyn | wind | 6 | 1996 | Wales
| Windy Standard | wind | 22 | 1996 | Scotland
| Causeymire | wind | 48 | 2004 | Scotland
| North Hoyle | wind (offshore) | 60 | 2003 | Wales
BIIF LP | Black Hill | wind | 29 | 2006 | Scotland
| Wadlow | wind | 26 | 2012 | England
Braes of Doune Windfarm (5) | Braes of Doune | wind | 72 | 2007 | Scotland
British Energy (6) | Dungeness B | nuclear | 1040 | 1983 | South East
| Hartlepool | nuclear | 1180 | 1984 | North East
| Heysham 1 | nuclear | 1155 | 1984 | North West
| Heysham 2 | nuclear | 1220 | 1988 | North West
| Hinkley Point B | nuclear | 945 | 1976 | South West
| Hunterston B | nuclear | 960 | 1976 | Scotland
| Sizewell B | nuclear | 1198 | 1995 | East
| Torness | nuclear | 1185 | 1988 | Scotland
Cemmaes Windfarm Ltd (7) | Cemmaes | wind | 15 | 2002 (8) | Wales
Centrica | Barry (9) | CCGT | 140 | 1998 | Wales
| Glanford Brigg (9) | CCGT | 150 | 1993 | Yorkshire and the Humber
| Killingholme | CCGT | 665 | 1994 | Yorkshire and the Humber
| Langage | CCGT | 905 | 2010 | South West
| Peterborough (9) | CCGT | 240 | 1993 | East
| South Humber Bank | CCGT | 1310 | 1996 | Yorkshire and the Humber
| Glens of Foudland | wind | 26 | 2005 | Scotland
| Inner Dowsing | wind (offshore) | 97 | 2009 | East Midlands
| Lynn | wind (offshore) | 97 | 2009 | East Midlands
CEP Wind 2 Ltd (10) | Gruig | wind | 25 | 2009 | Northern Ireland
Cold Northcott Windfarm Ltd (7) | Cold Northcott | wind | 7 | 1993 | South West
Coolkeeragh ESB Ltd | Coolkeeragh | CCGT | 408 | 2005 | Northern Ireland
| Coolkeeragh OCGT | gas oil | 53 | 2005 | Northern Ireland
Corby Power Ltd | Corby | CCGT | 401 | 1993 | East Midlands
Dong Energy | Severn | CCGT | 848 | 2010 | Wales
| Barrow (11) | wind (offshore) | 90 | 2006 | North West
| Burbo Bank | wind (offshore) | 90 | 2009 | North West
| Gunfleet Sands 1 | wind (offshore) | 108 | 2010 | South East
| Gunfleet Sands 2 | wind (offshore) | 65 | 2010 | South East
| Gunfleet Sands 3 | wind (offshore) | 65 | 2013 | South East
| Lincs (11) | wind (offshore) | 270 | 2012 | East
For footnotes see page 152
5.10 Power Stations in the United Kingdom
(operational at the end of May 2014)(1) (continued)
Company Name | Station Name | Fuel | Installed | Year of | Location
|  |  | Capacity | commission or | Scotland, Wales
|  |  | (MW) | year generation | Northern Ireland,
|  |  |  | began | or English region
Dong Energy (continued) | Walney 1 (3) | wind (offshore) | 184 | 2011 | North West
| Walney 2 (3) | wind (offshore) | 184 | 2011 | North West
| West of Duddon Sands | wind (offshore) | 389 | 2014 | North West
Drax Power Ltd | Drax | coal/biomass | 3870 | 1974 | Yorkshire and the Humber
| Drax GT | gas oil | 75 | 1971 | Yorkshire and the Humber
E.On UK | Ironbridge | biomass | 360 | 1970 | West Midlands
| Steven's Croft * | biomass | 50 | 2007 | Scotland
| Castleford | CCGT | 56 | 2002 | Yorkshire and the Humber
| Connahs Quay | CCGT | 1380 | 1996 | Wales
| Cottam Development Centre | CCGT | 395 | 1999 | East Midlands
| Enfield | CCGT | 408 | 1999 | London
| Grain | CCGT | 1365 | 2010 | South East
| Killingholme | CCGT | 900 | 1993 | Yorkshire and the Humber
| Sandbach | CCGT | 56 | 1999 | North West
| Thornhill | CCGT | 50 | 1998 | Yorkshire and the Humber
| Ratcliffe | coal | 2000 | 1968 | East Midlands
| Grain GT * | gas oil | 55 | 1978 | South East
| Ratcliffe GT | gas oil | 34 | 1966 | East Midlands
| Taylor's Lane GT | gas oil | 144 | 1979 | London
| Askam | wind | 5 | 1999 | North West
| Bowbeat | wind | 31 | 2002 | Scotland
| Butterwick Moor | wind | 18.8 | 2011 | North East
| Camster | wind | 50 | 2012 | Scotland
| Deucheran Hill | wind | 16 | 2001 | Scotland
| Great Eppleton | wind | 8 | 2010 | North East
| Hare Hill | wind | 6 | 2004 | North East
| Haswell Moor | wind | 10 | 2010 | North East
| High Volts | wind | 8 | 2004 | North East
| Holmside | wind | 6 | 2004 | North East
| Lowca | wind | 5 | 2000 | North West
| Oldside | wind | 5 | 1996 | North West
| Out Newton | wind | 9 | 2002 | Yorkshire and the Humber
| Rhyd-y-Groes | wind | 7 | 1992 | Wales
| Rosehall | wind | 24.7 | 2012 | Scotland
| Siddick | wind | 4 | 1996 | North West
| Stags Holt | wind | 20 | 2007 | East
| Tween Bridge | wind | 44 | 2012 | North East
| Blyth | wind (offshore) | 4 | 2000 | North East
| Robin Rigg | wind (offshore) | 180 | 2010 | Scotland
| Scroby Sands | wind (offshore) | 60 | 2004 | East
EDF Energy | West Burton CCGT | CCGT | 1410 | 2012 | East Midlands
| Cottam | coal | 2008 | 1969 | East Midlands
| West Burton | coal | 2012 | 1967 | East Midlands
| Aberdare District Energy | gas | 10 | 2002 | Wales
| Bridgewater District Energy | gas | 10 | 2000 | South West
| Sevington District Energy | gas | 10 | 2000 | South East
| Solutia District Energy | gas | 10 | 2000 | Wales
| Barkantine Heat & Power Company * | gas | 1 | 2000 | London
| London Heat & Power Company * | gas | 9 | 2000 | London
| West Burton GT | gas oil | 40 | 1967 | East Midlands
| Thames Valley Power * | gas/gas oil | 15 | 1995 | London
(Imperial College)
EDF Energy Renewables | Bicker Fen | wind | 26 | 2008 | East Midlands
| Boundary Lane | wind | 6 | 2013 | North East
| Burnfoot Hill | wind | 26 | 2010 | Scotland
| Fairfield | wind | 7 | 2011 | North West
| Fallago | wind | 144 | 2013 | Scotland
| Glass Moor II | wind | 12 | 2013 | East Midlands
| Green Rigg | wind | 36 | 2012 | North East
| Longpark | wind | 38 | 2009 | Scotland
| Roade | wind | 7.2 | 2014 | Northampton
| Rusholme | wind | 24 | 2010 | Yorkshire and the Humber
| Walkway | wind | 14 | 2008 | North East
Eggborough Power Ltd | Eggborough | coal | 1960 | 1967 | Yorkshire and the Humber
EPR Ely Limited | Elean | straw/gas | 38 | 2001 | East
For footnotes see page 152
5.10 Power Stations in the United Kingdom
(operational at the end of May 2014)(1) (continued)
Company Name | Station Name | Fuel | Installed | Year of | Location
|  |  | Capacity | commission or | Scotland, Wales
|  |  | (MW) | year generation | Northern Ireland,
|  |  |  | began | or English region
EPR Eye Ltd | Eye, Suffolk | AWDF (12) | 13 | 1992 | East
EPR Glanford Ltd | Glanford | meat & bone meal | 13 | 1993 | East
EPR Scotland Ltd | Westfield | poultry litter | 12 | 2000 | Scotland
EPR Thetford Ltd | Thetford | poultry litter | 39 | 1998 | East
Falck Renewables Wind Ltd | Ben Aketil | wind | 27.6 | 2007 | Scotland
| Boyndie | wind | 16.3 | 2006 | Scotland
| Cefn Croes | wind | 58.5 | 2006 | Wales
| Earlsburn | wind | 37.5 | 2007 | Scotland
| Kilbraur | wind | 67.5 | 2008 | Scotland
| Millennium | wind | 65 | 2008 | Scotland
| Nutberry | wind | 15 | 2013 | Scotland
Fenland Windfarms Ltd (7) | Deeping | wind | 16 | 2006 | East Midlands
| Glass Moor | wind | 16 | 2006 | East Midlands
| Red House | wind | 12 | 2006 | East Midlands
| Red Tile | wind | 24 | 2007 | East Midlands
Fred Olsen | Crystal Rig II | wind | 138 | 2010 | Scotland
| Crystal Rig Windfarm | wind | 63 | 2003 | Scotland
| Mid Hill | wind | 75.9 | 2014 | Scotland
| Paul's Hill | wind | 64 | 2005 | Scotland
| Rothes | wind | 51 | 2004 | Scotland
| Rothes II | wind | 41.4 | 2013 | Scotland
GDF Suez | Blantyre | wind | 17 | 2014 | Scotland
| Crimp | wind | 2 | 2011 | England
| Crimp | wind | 2.4 | 2011 | South West
| Flimby | wind | 6 | 2013 | England
| Scotia | wind | 20 | 2010 | Scotland
| Sober | wind | 12 | 2013 | England
Great Orton Windfarm Ltd (6)(7) | Great Orton | wind | 4 | 1999 | North West
High Hedley Hope Wind Ltd (7) | Broomhill | wind | 8 | 2008 | North East
| High Hedley 1 | wind | 2 | 2001 | North East
| High Hedley 2 | wind | 5 | 2008 | North East
| Langley Park | wind | 8 | 2008 | North East
| Trimdon Grange | wind | 5 | 2008 | North East
Infinis | Ardrossan | wind | 24 | 2004 | Scotland
| Ardrossan Extension | wind | 6 | 2008 | Scotland
| Blackstone Edge | wind | 6 | 2013 | Yorkshire and the Humber
| Dalswinton | wind | 30 | 2008 | Scotland
| Glenkerie | wind | 20 | 2012 | Scotland
| Gordonstown | wind | 6 | 2013 | Scotland
| Hill of Fiddes | wind | 7 | 2010 | Scotland
| Lissett | wind | 30 | 2007 | Yorkshire and the Humber
| Low Spinney | wind | 8 | 2011 | East Midlands
| Minsca | wind | 37 | 2008 | Scotland
| Mynydd Clogau | wind | 14 | 2004 | Wales
| Rheidol | wind | 2 | 1997 | Wales
| Seamer | wind | 10 | 2012 | North East
| Slieve Divena | wind | 30 | 2009 | N Ireland
| Westfield | wind | 10 | 2013 | Scotland
| Wingates | wind | 15 | 2013 | North East
Intergen | Coryton | CCGT | 800 | 2001 | East
| Rocksavage | CCGT | 810 | 1998 | North West
| Spalding | CCGT | 880 | 2004 | East Midlands
International Power Ltd | Deeside | CCGT | 515 | 1994 | Wales
| Saltend * | CCGT | 1200 | 2000 | Yorkshire and the Humber
| Rugeley | coal | 1006 | 1972 | West Midlands
| Rugeley GT | gas oil | 50 | 1972 | West Midlands
| Indian Queens | gas oil/kerosene | 140 | 1996 | South West
| Dinorwig | pumped storage | 1728 | 1983 | Wales
| Ffestiniog | pumped storage | 360 | 1961 | Wales
K/S Winscales (7) | Winscales 1 | wind | 2 | 1999 | North West
| Winscales 2 | wind | 7 | 2005 | North West
For footnotes see page 152
5.10 Power Stations in the United Kingdom
(operational at the end of May 2014)(1) (continued)
Company Name | Station Name | Fuel | Installed | Year of | Location
|  |  | Capacity | commission or | Scotland, Wales
|  |  | (MW) | year generation | Northern Ireland,
|  |  |  | began | or English region
Kirkheaton Wind Ltd (7) | Kirkheaton | wind | 2 | 2000 | North East
Llangwyryfon Windfarm Ltd (7) | Llangwyryfon | wind | 9 | 2003 | Wales
London Array Ltd (13) | London Array | wind (offshore) | 630 | 2012 | South East
Londonwaste Limited | Edmonton | waste | 60 | 2012 | South East
Lynemouth Power Ltd (14) | Lynemouth | coal | 420 | 1972 | North East
Magnox Ltd (15) | Maentwrog | hydro | 28 | 1928 | Wales
| Wylfa | nuclear | 490 | 1971 | Wales
Marchwood Power Limited (16) | Marchwood | CCGT | 842 | 2009 | South West
MEAG (17) | Bagmoor | wind | 16 | 2009 | East Midlands
| Scout Moor (3) | wind | 65 | 2009 | North West
| Tyr Mostyn & Foel Goch | wind | 21 | 2005 | Wales
Peel Energy Ltd | Seaforth | wind | 3 | 1999 | North West
Prime Renewables Gmbh | Port of Liverpool | wind | 10 | 2008 | North West
Px Limited (18) | Fellside * | gas | 180 | 1995 | North West
RES UK & Ireland Ltd | Dyffryn Brodyn | wind | 5 | 1994 | Wales
| Four Burrows | wind | 5 | 1995 | South West
| Meikle Carewe | wind | 10.2 | 2013 | Scotland
| Tallentire | wind | 12 | 2013 | England
Resonance (17) | Arnish Moor | wind | 3.9 | 2006 | Scotland
| Betty Hill | wind | 6 | 2013 | Scotland
| Dewley Cheese | wind | 2 | 2010 | North West
| Solutia | wind | 5 | 2009 | Wales
| Strath of Brydock | wind | 6.9 | 2009 | Scotland
| Workington (Eastman) | wind | 4 | 2005 | North West
Riverside Resource Recovery Limited | Belvedere | waste | 80 | 2011 | South East
RWE Npower Plc | Didcot B | CCGT | 1470 | 1998 | South East
| Great Yarmouth | CCGT | 420 | 2001 | East
| Little Barford | CCGT | 720 | 1995 | East
| Pembroke | CCGT | 2180 | 2012 | Wales
| Staythorpe C | CCGT | 1748 | 2010 | East Midlands
| Aberthaw B | coal | 1586 | 1971 | Wales
| Aberthaw GT | gas oil | 51 | 1971 | Wales
| Cowes | gas oil | 140 | 1982 | South East
| Didcot GT | gas oil | 100 | 1972 | South East
| Fawley GT | gas oil | 68 | 1969 | South East
| Little Barford GT | gas oil | 17 | 2006 | East
| Littlebrook GT | gas oil | 105 | 1982 | South East
| Littlebrook D | oil | 1370 | 1982 | South East
| Tilbury GT | rapeseed oil | 68 | 1968 | East
RWE Npower Renewables Ltd | Black Rock | hydro | 4 | 2012 | Scotland
(Part of RWE Npower) | Braevallich | hydro | 2 | 2005 | Scotland
| Carnoch | hydro | 1 | 2009 | Scotland
| Cwm Dyli | hydro | 10 | 2002 (8) | Wales
| Dolgarrog High Head | hydro | 17 | 2002 (8) | Wales
| Dolgarrog Low Head | hydro | 15 | 1926/2002 | Wales
| Douglas Water | hydro | 3 | 2008 | Scotland
| Garrogie | hydro | 2 | 2005 | Scotland
| Inverbain | hydro | 1 | 2006 | Scotland
| Inverlael | hydro | 3 | 2009 | Scotland
| Kielder | hydro | 6 | 2006 (8) | North East
| Maldie | hydro | 4 | 2013 | Scotland
| River E | hydro | 3 | 2008 | Scotland
| An Suidhe | wind | 22 | 2005 | Scotland
| Bilbster | wind | 4 | 2008 | Scotland
| Bradwell | wind | 21 | 2013 | North East
| Burgar Hill | wind | 5 | 2007 | Scotland
| Goole Fields | wind | 4 | 2013 | North East
| Hameldon Hill | wind | 6 | 2007 | North West
| Hameldon Hill ext | wind | 6 | 2014 | Nowrth West
For footnotes see page 152
5.10 Power Stations in the United Kingdom
(operational at the end of May 2014)(1) (continued)
Company Name | Station Name | Fuel | Installed | Year of | Location
|  |  | Capacity | commission or | Scotland, Wales
|  |  | (MW) | year generation | Northern Ireland,
|  |  |  | began | or English region
RWE Npower Renewables Ltd (continued) | Hellrigg | wind | 9 | 2012 | North West
| Hollies | wind | 3 | 2008 | East
| Kiln Pit Hill | wind | 14 | 2012 | North East
| Knabs Ridge | wind | 16 | 2008 | North East
| Lindhurst | wind | 9 | 2010 | East Midlands
| Little Cheyne | wind | 60 | 2008 | South East
| Middlemoor | wind | 54 | 2013 | North East
| Novar 2 | wind | 37 | 2012 | Scotland
| Rhyl Flats | wind (offshore) | 90 | 2009 | Wales
Scottish and Southern
Hydro Schemes:
Affric/Beauly | Aigas | hydro | 20 | 1962 | Scotland
| Culligran | hydro | 17 | 1962 | Scotland
| Culligran Compensation Set | hydro | 2 | 1962 | Scotland
| Deanie | hydro | 38 | 1963 | Scotland
| Fasnakyle | hydro | 69 | 1951 | Scotland
| Fasnakyle Compensation Set | hydro | 8 | 2006 | Scotland
| Kilmorack | hydro | 20 | 1962 | Scotland
| Mullardoch Tunnel | hydro | 2 | 1955 | Scotland
Breadalbane | Cashlie | hydro | 11 | 1959 | Scotland
| Dalchonzie | hydro | 4 | 1958 | Scotland
| Finlarig | hydro | 17 | 1955 | Scotland
| Lednock | hydro | 3 | 1961 | Scotland
| Lochay | hydro | 46 | 1958 | Scotland
| Lochay Compensation Set | hydro | 2 | 1959 | Scotland
| Lubreoch | hydro | 4 | 1958 | Scotland
| St. Fillans | hydro | 17 | 1957 | Scotland
Conon | Achanalt | hydro | 3 | 1956 | Scotland
| Cuileg | hydro | 3 | 2002 | Scotland
| Grudie Bridge | hydro | 19 | 1950 | Scotland
| Luichart | hydro | 34 | 1954 | Scotland
| Mossford | hydro | 19 | 1957 | Scotland
| Orrin | hydro | 18 | 1959 | Scotland
| Torr Achilty | hydro | 15 | 1954 | Scotland
Foyers | Foyers | hydro/ | 300 | 1974 | Scotland
pumped storage
Great Glen | Ceannacroc | hydro | 20 | 1956 | Scotland
| Foyers Falls | hydro | 5 | 1968 | Scotland
| Glendoe | hydro | 100 | 2008 | Scotland
| Glenmoriston | hydro | 37 | 1957 | Scotland
| Invergarry | hydro | 20 | 1956 | Scotland
| Kingairloch | hydro | 4 | 2005 | Scotland
| Livishie | hydro | 17 | 1962 | Scotland
| Mucomir | hydro | 2 | 1962 | Scotland
| Quoich | hydro | 18 | 1955 | Scotland
Shin | Cassley | hydro | 10 | 1959 | Scotland
| Lairg | hydro | 4 | 1959 | Scotland
| Shin | hydro | 18 | 1958 | Scotland
Sloy/Awe | Allt-na-Lairige | hydro | 7 | 1956 | Scotland
| Clachan | hydro | 40 | 1955 | Scotland
| Inverawe | hydro | 25 | 1963 | Scotland
| Kilmelfort | hydro | 2 | 1956 | Scotland
| Loch Gair | hydro | 6 | 1961 | Scotland
| Lussa | hydro | 2 | 1952 | Scotland
| Nant | hydro | 15 | 1963 | Scotland
| Sloy | hydro | 153 | 1950 | Scotland
| Sron Mor | hydro | 4 | 1957 | Scotland
| Striven | hydro | 8 | 1951 | Scotland
Tummel | Clunie | hydro | 61 | 1950 | Scotland
| Cuaich | hydro | 3 | 1959 | Scotland
| Errochty | hydro | 75 | 1955 | Scotland
| Gaur | hydro | 8 | 1953 | Scotland
| Loch Ericht | hydro | 2 | 1962 | Scotland
For footnotes see page 152
5.10 Power Stations in the United Kingdom
(operational at the end of May 2014)(1) (continued)
Company Name | Station Name | Fuel | Installed | Year of | Location
|  |  | Capacity | commission or | Scotland, Wales
|  |  | (MW) | year generation | Northern Ireland,
|  |  |  | began | or English region
Tummel (continued) | Pitlochry | hydro | 15 | 1950 | Scotland
| Rannoch | hydro | 45 | 1930 | Scotland
| Tummel | hydro | 34 | 1933 | Scotland
Wind | Achany | wind | 38 | 2010 | Scotland
| Artfield Fell | wind | 20 | 2005 | Scotland
| Balmurrie Fell | wind | 9 | 2012 | Scotland
| Bessy Bell 1 | wind | 5 | 1995 | Northern Ireland
| Bessy Bell 2 | wind | 9 | 2008 | Northern Ireland
| Bin Mountain (19) | wind | 9 | 2007 | Northern Ireland
| Bu | wind | 3 | 2002 | Scotland
| Carcant (19) | wind | 7 | 2010 | Scotland
| Cathkin Braes | wind | 3 | 2013 | Scotland
| Clyde Central | wind | 113 | 2011 | Scotland
| Clyde North | wind | 108 | 2012 | Scotland
| Clyde South | wind | 129 | 2011 | Scotland
| Drumderg | wind | 37 | 2008 | Scotland
| Fairburn | wind | 40 | 2009 | Scotland
| Gordonbush | wind | 70 | 2011 | Scotland
| Griffin | wind | 189 | 2011 | Scotland
| Hadyard Hill | wind | 120 | 2005 | Scotland
| Keadby | wind | 68 | 2013 | England
| National Offshore Wind Turbine Test Facility (NOWTTF) | wind | 13 | 2014 | Scotland
| Port of Tilbury | wind | 9 | 2013 | England
| Slieve Kirk | wind | 74 | 2011 | Northern Ireland
| Spurness Extension (20) | wind | 10 | 2012 | Scotland
| Tangy | wind | 19 | 2002 | Scotland
| Tappaghan (19) | wind | 29 | 2005 | Northern Ireland
| Toddleburn | wind | 28 | 2010 | Scotland
| Greater Gabbard (21) | wind (offshore) | 504 | 2011 | East
Small Hydros: | Chliostair | hydro | 1 | 1960 | Scotland
| Cuileig | hydro | 3 | 2002 | Scotland
| Kerry Falls | hydro | 1 | 1951 | Scotland
| Nostie Bridge | hydro | 1 | 1950 | Scotland
| Storr Lochs | hydro | 2 | 1952 | Scotland
Thermal: | Peterhead (22) | CCGT | 1180 | 1980 | Scotland
| Ferrybridge C | coal/biomass | 980 | 1966 | Yorkshire and the Humber
| Fiddler’s Ferry | coal/biomass | 1961 | 1971 | North West
| Slough * | coal/biomass/ | 61 | 1918 | South East
gas/waste derived fuel
| Chippenham | gas | 10 | 2002 | South West
| Ferrybridge GT | gas oil | 34 | 1966 | Yorkshire and the Humber
| Fiddler’s Ferry GT | gas oil | 34 | 1969 | North West
| Keadby GT | gas oil | 25 | 1994 | Yorkshire and the Humber
| Burghfield | gas/oil | 45 | 1998 | South East
| Chickerell | gas/oil | 45 | 1998 | South West
| Five Oaks | light oil | 8.7 | 1995 | South East
| Thatcham | light oil | 8.7 | 1994 | South East
| Wheldale | mines gas | 8 | 2002 | Yorkshire and the Humber
Island Generation | Arnish | diesel | 10 | 2001 | Scotland
| Barra | diesel | 3 | 1990 | Scotland
| Bowmore | diesel | 6 | 1946 | Scotland
| Kirkwall | diesel | 16 | 1953 | Scotland
| Lerwick | diesel | 67 | 1953 | Scotland
| Loch Carnan, South Uist | diesel | 10 | 1971 | Scotland
| Stornoway | diesel | 19 | 1950 | Scotland
| Tiree | diesel | 3 | 1945 | Scotland
Scottish Power
Hydro schemes:
Galloway | Carsfad | hydro | 12 | 1936 | Scotland
| Drumjohn | hydro | 2 | 1985 | Scotland
| Earlstoun | hydro | 14 | 1936 | Scotland
| Glenlee | hydro | 24 | 1935 | Scotland
For footnotes see page 152
5.10 Power Stations in the United Kingdom
(operational at the end of May 2014)(1) (continued)
Company Name | Station Name | Fuel | Installed | Year of | Location
|  |  | Capacity | commission or | Scotland, Wales
|  |  | (MW) | year generation | Northern Ireland,
|  |  |  | began | or English region
Galloway (continued) | Kendoon | hydro | 24 | 1936 | Scotland
| Tongland | hydro | 33 | 1935 | Scotland
Lanark | Bonnington | hydro | 11 | 1927 | Scotland
| Stonebyres | hydro | 6 | 1927 | Scotland
Cruachan | Cruachan | pumped storage | 440 | 1966 | Scotland
Thermal: | Damhead Creek | CCGT | 805 | 2000 | South East
| Rye House | CCGT | 715 | 1993 | East
| Shoreham | CCGT | 420 | 2000 | South East
| Longannet | coal | 2260 | 1970 | Scotland
| Pilkington - Greengate * | gas | 10 | 1998 | North West
Wind: | Arecleoch | wind | 120 | 2010 | Scotland
| Beinn an Tuirc I | wind | 30 | 2001 | Scotland
| Beinn an Tuirc II | wind | 29.9 | 2012 | Scotland
| Beinn Tharsuinn | wind | 30 | 2007 | Scotland
| Black Law | wind | 124 | 2005 | Scotland
| Callagheen | wind | 17 | 2006 | Northern Ireland
| Carland Cross RP | wind | 20 | 2013 (23) | South West
| Clachan Flats | wind | 15 | 2009 | Scotland
| Coldham | wind | 16 | 2006 | East
| Corkey | wind | 5 | 1994 | Northern Ireland
| Cruach Mhor | wind | 30 | 2004 | Scotland
| Dun Law I | wind | 17 | 2000 | Scotland
| Dun Law II | wind | 30 | 2009 | Scotland
| Elliots Hill | wind | 5 | 1995 | Northern Ireland
| Green Knowes | wind | 27 | 2008 | Scotland
| Hagshaw Hill I | wind | 16 | 1995 | Scotland
| Hagshaw Hill II | wind | 26 | 2009 | Scotland
| Hare Hill | wind | 13 | 2000 | Scotland
| Harestanes | wind | 130 | 2013 | Scotland
| Lynemouth | wind | 26 | 2012 | Scotland
| Mark Hill | wind | 56 | 2011 | Scotland
| Middleton | wind | 12 | 2013 | Scotland
| Penryddian & Llidiartywaun | wind | 31 | 1992 | Wales
| Rigged Hill | wind | 5 | 1994 | Northern Ireland
| Wether Hill | wind | 18 | 2007 | Scotland
| Whitelee | wind | 322 | 2007 | Scotland
| Whitelee II | wind | 217 | 2012 | Scotland
| Wolf Bog | wind | 10 | 2008 | Northern Ireland
Seabank Power Limited (24) | Seabank 1 | CCGT | 812 | 1998 | South West
| Seabank 2 | CCGT | 410 | 2000 | South West
Sembcorp Utilities (UK) Ltd | Wilton 10 * | biomass | 38 | 2007 | North East
| Wilton GT2 * | gas | 42 | 2005 | North East
| Wilton Power Station | gas/coal/oil | 238 | 1952 | North East
South East London | South East London
Combined Heat & Power Ltd | SELCHP ERF | waste | 32 | 1994 | London
Statkraft Energy Ltd | Rheidol | hydro | 49 | 1961 | Wales
Statkraft Wind UK Ltd | Alltwalis | wind | 23 | 2009 | Wales
| Baillie | wind | 52.5 | 2013 | Scotland
| Berry Burn | wind | 66.7 | 2013 | Scotland
| Scira (Sheringham Shoal) | wind (offshore) | 316 | 2012 | East
Sutton Bridge Power Generation | Sutton Bridge | CCGT | 819 | 1999 | East
Talisman Energy | Beatrice (3) | wind (offshore) | 10 | 2007 | Scotland
The Renewables Infrastructure Group (UK) Ltd | Altahullion | wind | 26 | 2003 | Northern Ireland
| Altahullion2 | wind | 12 | 2007 | Northern Ireland
| Forss | wind | 2 | 2003 | Scotland
| Forss2 | wind | 5 | 2007 | Scotland
| Grange | wind | 14 | 2013 | England
| Hill of Towie | wind | 48 | 2012 | Scotland
| Kelburn | wind | 28 | 2011 | Scotland
| Lendrum's Bridge | wind | 13 | 2000 | Northern Ireland
| Lough Hill | wind | 8 | 2007 | Northern Ireland
For footnotes see page 152
5.10 Power Stations in the United Kingdom
(operational at the end of May 2014)(1) (continued)
Company Name | Station Name | Fuel | Installed | Year of | Location
|  |  | Capacity | commission or | Scotland, Wales
|  |  | (MW) | year generation | Northern Ireland,
|  |  |  | began | or English region
The Renewables Infrastructure Group (UK) Ltd-------------------------------------------(continued) | Roos | wind | 17.1 | 2012 | England
Third Energy Trading Ltd (Formerly RGS) | Knapton | gas | 40 | 1994 | Yorkshire and the Humber
Triodos (17) | Dunfermline (FMC) | wind | 1.5 | 2012 | Scotland
| Eye Airfield | wind | 5 | 2013 | England
Vattenfall Wind Power | Edinbane | wind | 41 | 2010 | Scotland
| Swinford | wind | 22 | 2012 | Midlands
| Kentish Flats | wind (offshore) | 90 | 2005 | South East
| Ormonde | wind (offshore) | 150 | 2011 | North West
| Thanet | wind (offshore) | 300 | 2010 | South East
Velocita (17) | Maerdy | wind | 24 | 2013 | Wales
VPI Immingham LLP | VPI Immingham * | gas | 1240 | 2004 | Yorkshire and the Humber
Windcluster | Haverigg III (2) | wind | 3 | 2005 | North West
Yorkshire Windpower Ltd (25) | Ovenden Moor | wind | 9 | 1993 | Yorkshire and the Humber
| Royd Moor | wind | 7 | 1993 | Yorkshire and the Humber
Total |  |  | 80224.9
Other power stations(26)
Renewable sources |  | wind | 2127.3771
and combustible wastes |  | landfill gas | 1041.668
|  | sewage gas | 197.971
|  | hydro | 158.9267
|  | biomass and waste | 1696.0283
|  | solar photovoltaics and wave/tidal | 2787.0094
CHP schemes listed in Table 5.12 |  | various fuels | 1812.657
CHP schemes other than major power producers and |  | mainly gas | 2286
renewables and those listed in Table 5.12
Other autogenerators |  | various fuels | 70
For footnotes see page 152
5.10 Power Stations in the United Kingdom
(operational at the end of May 2014)(1) (continued)
Interconnectors
Capacity
(MW)
England - France |  |  | 2000
England - Netherlands |  |  | 1000
Scotland - Northern Ireland |  |  | 500
Wales - Irish Republic |  |  | 500
Northern Ireland - Irish Republic |  |  | 600
Footnotes
(1) This list covers stations owned or operated by Major Power Producers; other power stations (including many renewable sites and auto-generators) are
included in the sub table on page 151.
(2) Operated by HG Capital
(3) Joint venture with Scottish and Southern Energy
(4) Managed by RWE
(5) Joint venture between Green Coat Capital and Hermes, but operated by SSE.
(6) Now owned by EDF
(7) Managed by EDF Energy Renewables Ltd
(8) Recommissioning dates.
(9) Capacity reduced in 2013, with these stations typically now operating as Open Cycle Gas Turbines
(10) Operated by RES-UK & Ireland Ltd
(11) Co-owned with Centrica
(12) Animal Waste Derived Fuel, i.e. meat and bone meal, poultry litter, feathers and small quantities of other material such as wood chips
(13) Co-owned by EON (50%), Dong (25%) and La caisse de dépôt et placement du Québec (25%).
(14) Owned by RWE
(15) Owned by NDA but operated by Magnox Ltd
(16) Joint venture between SSE and ESB
(17) Operated by Wind Prospect Operations
(18) Owned by NDA but operated by Px Limited
(19) Owned by Green Coat Capital, but continues to be operated by SSE
(20) Spurness re-powered in December 2012 with a capacity of 10MW
(21) Joint venture with Green Coat Capital, but operated by SSE
(22) Total capacity is 1,840 MW but because of transmission constraints only 1,180 MW can be used at any one time.
(23) Carland Cross re-powered in 2013 (originally commissioned in 1992)
(24) Joint venture with Scottish and Southern Energy and Electricity First Limited
(25) Owned by E.On and EPR
(26) As at end December 2012.
* Indicates a CHP plant

## DUKES 2013
5.11 Power Stations in the United Kingdom
(operational at the end of May 2013)(1)
Company Name | Station Name | Fuel | Installed | Year of | Location
|  |  | Capacity | commission or | Scotland, Wales
|  |  | (MW) | year generation | Northern Ireland,
|  |  |  | began | or English region
A7 Energy (2) | Greendykeside | wind | 4 | 2007 | Scotland
| Lochhead | wind | 6 | 2009 | Scotland
AES | Kilroot | coal/oil | 520 | 1981 | Northern Ireland
| Kilroot OCGT | gas oil | 142 | 1981 | Northern Ireland
| Ballylumford B | gas | 540 | 1968 | Northern Ireland
| Ballylumford B OCGT | gas oil | 116 | 1968 | Northern Ireland
| Ballylumford C | CCGT | 616 | 2003 | Northern Ireland
Baglan Generation Ltd | Baglan Bay | CCGT | 510 | 2002 | Wales
Barking Power (3) | Barking | CCGT | 1000 | 1994 | London
Beaufort Wind Ltd (4) | Bears Down | wind | 10 | 2001 | South West
| Bein Ghlas | wind | 8 | 1999 | Scotland
| Bryn Titli | wind | 10 | 1994 | Wales
| Carno | wind | 34 | 1996 | Wales
| Causeymire | wind | 48 | 2004 | Scotland
| Kirkby Moor | wind | 5 | 1993 | North West
| Lambrigg | wind | 7 | 2000 | North West
| Llyn Alaw | wind | 20 | 1997 | Wales
| Mynydd Gorddu | wind | 10 | 1996 | Wales
| Novar | wind | 17 | 1997 | Scotland
| Taff Ely | wind | 9 | 1993 | Wales
| Tow Law | wind | 2 | 2001 | North East
| Trysglwyn | wind | 6 | 1996 | Wales
| Windy Standard | wind | 22 | 1996 | Scotland
| North Hoyle | wind (offshore) | 60 | 2003 | Wales
| Farr | wind | 92 | 2006 | Scotland
| Ffynnon Oer | wind | 32 | 2006 | Wales
BNP Paribas Clean Energy Partners GP Limited (5) | Gruig | wind | 25 | 2009 | Northern Ireland
Braes of Doune Windfarm (6) | Braes of Doune | wind | 72 | 2007 | Scotland
British Energy (7) | Dungeness B | nuclear | 1040 | 1983 | South East
| Hartlepool | nuclear | 1180 | 1984 | North East
| Heysham1 | nuclear | 1155 | 1984 | North West
| Heysham 2 | nuclear | 1220 | 1988 | North West
| Hinkley Point B | nuclear | 880 | 1976 | South West
| Sizewell B | nuclear | 1198 | 1995 | East
| Hunterston B | nuclear | 890 | 1976 | Scotland
| Torness | nuclear | 1185 | 1988 | Scotland
Cemmaes Windfarm Ltd (8) | Cemmaes | wind | 15 | 2002 (9) | Wales
Centrica | Barry (10) | CCGT | 140 | 1998 | Wales
| Glanford Brigg (10) | CCGT | 140 | 1993 | Yorkshire and the Humber
| Killingholme | CCGT | 665 | 1994 | Yorkshire and the Humber
| Peterborough (10) | CCGT | 240 | 1993 | East
| South Humber Bank | CCGT | 1285 | 1996 | Yorkshire and the Humber
| Langage | CCGT | 905 | 2010 | South West
| Glens of Foudland | wind | 26 | 2005 | Scotland
| Lynn | wind (offshore) | 97 | 2009 | East Midlands
| Inner Dowsing | wind (offshore) | 97 | 2009 | East Midlands
Cold Northcott Windfarm Ltd (8) | Cold Northcott | wind | 7 | 1993 | South West
For footnotes see page 151
5.11 Power Stations in the United Kingdom
(operational at the end of May 2013)(1) (continued)
Company Name | Station Name | Fuel | Installed | Year of | Location
|  |  | Capacity | commission or | Scotland, Wales
|  |  | (MW) | year generation | Northern Ireland,
|  |  |  | began | or English region
Coolkeeragh ESB Ltd | Coolkeeragh | CCGT | 408 | 2005 | Northern Ireland
| Coolkeeragh OCGT | gas oil | 72 | 2005 | Northern Ireland
Corby Power Ltd | Corby | CCGT | 401 | 1993 | East Midlands
Dong Energy | Burbo Bank | wind (offshore) | 90 | 2009 | North West
| Gunfleet Sands 1 | wind (offshore) | 108 | 2010 | South East
| Gunfleet Sands 2 | wind (offshore) | 65 | 2010 | South East
| Walney 1 (3) | wind (offshore) | 184 | 2011 | North West
| Walney 2 (3) | wind (offshore) | 184 | 2011 | North West
| Barrow (11) | wind (offshore) | 90 | 2006 | North West
| Severn | CCGT | 848 | 2010 | Wales
| Lincs (11) | wind (offshore) | 270 | 2012 | East
Drax Power Ltd | Drax | coal/biomass | 3870 | 1974 | Yorkshire and the Humber
| Drax GT | gas oil | 75 | 1971 | Yorkshire and the Humber
EDF Energy | Cottam | coal | 2008 | 1969 | East Midlands
| West Burton | coal | 2012 | 1967 | East Midlands
| West Burton GT | gas oil | 40 | 1967 | East Midlands
| Thames Valley Power | gas/gas oil CHP | 15 | 1995 | London
| London Heat & Power Company | gas CHP | 9 | 2000 | London
(Imperial College)
| Barkantine Heat & Power Company | gas CHP | 1 | 2000 | London
| Aberdare District Energy | gas | 10 | 2002 | Wales
| Bridgewater District Energy | gas | 10 | 2000 | South West
| Sevington District Energy | gas | 10 | 2000 | South East
| Solutia District Energy | gas | 10 | 2000 | Wales
| West Burton CCGT | CCGT | 1410 | 2012 | East Midlands
EDF Energy Renewables | Bicker Fen | wind | 26 | 2008 | East Midlands
| Walkway | wind | 14 | 2008 | North East
| Longpark | wind | 38 | 2009 | Scotland
| Burnfoot Hill | wind | 26 | 2010 | Scotland
| Rusholme | wind | 24 | 2010 | Yorkshire and the Humber
| Fairfield | wind | 7 | 2011 | North West
| Green Rigg | wind | 36 | 2012 | North East
| Fallago | wind | 144 | 2013 | Scotland
| Glass Moor II | wind | 12 | 2013 | East Midlands
| Boundary Lane | wind | 6 | 2013 | North East
Eggborough Power Ltd | Eggborough | coal | 1960 | 1967 | Yorkshire and the Humber
EPR Ely Limited | Elean | straw/gas | 38 | 2001 | East
EPR Eye Ltd | Eye, Suffolk | AWDF (10) | 13 | 1992 | East
EPR Glanford Ltd | Glanford | meat & bone meal | 13 | 1993 | East
EPR Thetford Ltd | Thetford | poultry litter | 39 | 1998 | East
EPR Scotland Ltd | Westfield | poultry litter | 12 | 2000 | Scotland
E.On UK | Ironbridge | biomass | 900 | 1970 | West Midlands
| Ratcliffe | coal | 2000 | 1968 | East Midlands
| Grain GT | gas oil | 55 | 1978 | South East
| Ratcliffe GT | gas oil | 34 | 1966 | East Midlands
| Taylor's Lane GT | gas oil | 132 | 1979 | London
| Connahs Quay | CCGT | 1380 | 1996 | Wales
| Cottam Development Centre | CCGT | 390 | 1999 | East Midlands
| Enfield | CCGT | 408 | 1999 | London
| Killingholme | CCGT | 900 | 1993 | Yorkshire and the Humber
| Sandbach | CCGT | 50 | 1999 | North West
For footnotes see page 151
5.11 Power Stations in the United Kingdom
(operational at the end of May 2013)(1) (continued)
Company Name | Station Name | Fuel | Installed | Year of | Location
|  |  | Capacity | commission or | Scotland, Wales
|  |  | (MW) | year generation | Northern Ireland,
|  |  |  | began | or English region
| Castleford | CCGT | 56 | 2002 | Yorkshire and the Humber
| Thornhill | CCGT | 50 | 1998 | Yorkshire and the Humber
| Grain | CCGT | 1365 | 2010 | South East
| Steven's Croft | biomass | 50 | 2007 | Scotland
| Askam | wind | 5 | 1999 | North West
| Bowbeat | wind | 31 | 2002 | Scotland
| Deucheran Hill | wind | 16 | 2001 | Scotland
| Hare Hill | wind | 6 | 2004 | North East
| High Volts | wind | 8 | 2004 | North East
| Holmside | wind | 6 | 2004 | North East
| Lowca | wind | 5 | 2000 | North West
| Oldside | wind | 5 | 1996 | North West
| Out Newton | wind | 9 | 2002 | Yorkshire and the Humber
| Scroby Sands | wind (offshore) | 60 | 2004 | East
| Siddick | wind | 4 | 1996 | North West
| Stags Holt | wind | 20 | 2007 | East
| Rhyd-y-Groes | wind | 7 | 1992 | Wales
| Blyth | wind (offshore) | 4 | 2000 | North East
| Robin Rigg | wind (offshore) | 180 | 2010 | Scotland
| Great Eppleton | wind | 8 | 2010 | North East
| Butterwick Moor | wind | 21 | 2011 | North East
| Haswell Moor | wind | 10 | 2010 | North East
| Rosehall | wind | 24.7 | 2012 | Scotland
| Tween Bridge | wind | 44 | 2012 | North East
| Camster | wind | 10 | 2012 | Scotland
Falck Renewables Wind Ltd | Ben Aketil | wind | 27.6 | 2007 | Scotland
| Boyndie | wind | 16.3 | 2006 | Scotland
| Cefn Croes | wind | 58.5 | 2006 | Wales
| Earlsburn | wind | 37.5 | 2007 | Scotland
| Kilbraur | wind | 67.5 | 2008 | Scotland
| Millennium | wind | 65 | 2008 | Scotland
Fenland Windfarms Ltd (8) | Deeping | wind | 16 | 2006 | East Midlands
| Glass Moor | wind | 16 | 2006 | East Midlands
| Red House | wind | 12 | 2006 | East Midlands
| Red Tile | wind | 24 | 2007 | East Midlands
Fred Olsen | Crystal Rig Windfarm | wind | 63 | 2003 | Scotland
| Paul's Hill | wind | 64 | 2005 | Scotland
| Rothes | wind | 51 | 2004 | Scotland
| Crystal Rig II | wind | 138 | 2010 | Scotland
| Rothes II | wind | 41.4 | 2013 | Scotland
GDF Suez | Teesside (13) | OCGT | 45 | 1992 | North East
| Scotia | wind | 20 | 2010 | Scotland
Great Orton Windfarm Ltd (8) | Great Orton | wind | 4 | 1999 (7) | North West
HG Capital | Tyr Mostyn & Foel Goch | wind | 21 | 2005 | Wales
| Bagmoor | wind | 16 | 2009 | East Midlands
| Solutia | wind | 5 | 2009 | Wales
| Workington (Eastman) | wind | 4 | 2005 | North West
| Dewley Cheese | wind | 2 | 2010 | North West
High Hedley Hope Wind Ltd (8) | High Hedley 1 | wind | 2 | 2001 | North East
| High Hedley 2 | wind | 5 | 2008 | North East
| Trimdon Grange | wind | 5 | 2008 | North East
| Langley Park | wind | 8 | 2008 | North East
| Broomhill | wind | 8 | 2008 | North East
Immingham CHP LLP | Immingham CHP | gas CHP | 1240 | 2004 | Yorkshire and the Humber
For footnotes see page 151
5.11 Power Stations in the United Kingdom
(operational at the end of May 2013)(1) (continued)
Company Name | Station Name | Fuel | Installed | Year of | Location
|  |  | Capacity | commission or | Scotland, Wales
|  |  | (MW) | year generation | Northern Ireland,
|  |  |  | began | or English region
Infinis | Ardrossan | wind | 24 | 2004 | Scotland
| Ardrossan Extension | wind | 6 | 2008 | Scotland
| Dalswinton | wind | 30 | 2008 | Scotland
| Minsca | wind | 37 | 2008 | Scotland
| Slieve Divena | wind | 30 | 2009 | N Ireland
| Rheidol | wind | 2 | 1997 | Wales
| Lissett | wind | 30 | 2007 | Yorkshire and the Humber
| Mynydd Clogau | wind | 14 | 2004 | Wales
| Hill of Fiddes | wind | 7 | 2010 | Scotland
| Low Spinney | wind | 8 | 2011 | East Midlands
| Blackstone Edge | wind | 6 | 2013 | Yorkshire and the Humber
| Gordonstown | wind | 6 | 2013 | Scotland
| Seamer | wind | 10 | 2012 | North East
| Westfield | wind | 10 | 2013 | Scotland
| Wingates | wind | 15 | 2013 | North East
| Glenkerie | wind | 20 | 2012 | Scotland
Intergen | Coryton | CCGT | 800 | 2001 | East
| Rocksavage | CCGT | 810 | 1998 | North West
| Spalding | CCGT | 880 | 2004 | East Midlands
International Power Ltd | Indian Queens | gas oil/kerosene | 140 | 1996 | South West
| Dinorwig | pumped storage | 1728 | 1983 | Wales
| Ffestiniog | pumped storage | 360 | 1961 | Wales
| Rugeley | coal | 1006 | 1972 | West Midlands
| Rugeley GT | gas oil | 50 | 1972 | West Midlands
| Deeside | CCGT | 515 | 1994 | Wales
| Saltend | CCGT | 1200 | 2000 | Yorkshire and the Humber
Kirkheaton Wind Ltd (8) | Kirkheaton | wind | 2 | 2000 | North East
K/S Winscales (8) | Winscales 1 | wind | 2 | 1999 | North West
| Winscales 2 | wind | 7 | 2005 | North West
Llangwyryfon Windfarm Ltd (8) | Llangwyryfon | wind | 9 | 2003 | Wales
London Array Ltd (14) | London Array | wind (offshore) | 630 | 2012 | South East
Londonwaste Limited | Belvedere | waste | 60 | 2012 | South East
Lynemouth Power Ltd (15) | Lynemouth | coal | 420 | 1972 | North East
Magnox Ltd (16) | Wylfa | nuclear | 490 | 1971 | Wales
| Maentwrog | hydro | 28 | 1928 | Wales
Marchwood Power Limited (17) | Marchwood | CCGT | 842 | 2009 | South West
MEAG | Scout Moor (3) | Wind | 65 | 2009 | North West
Peel Energy Ltd | Seaforth | Wind | 4 | 1999 | North West
| Port of Liverpool | Wind | 10 | 2008 | North West
Px Limited (18) | Fellside CHP | gas CHP | 180 | 1995 | North West
RES-Gen Ltd | Dyffryn Brodyn | wind | 5 | 1994 | Wales
| Four Burrows | wind | 5 | 1995 | South West
| Forss | wind | 2 | 2003 | Scotland
| Forss2 | wind | 5 | 2007 | Scotland
| Lendrum's Bridge | wind | 13 | 2000 | Northern Ireland
| Altahullion | wind | 26 | 2003 | Northern Ireland
| Altahullion2 | wind | 12 | 2007 | Northern Ireland
| Black Hill | wind | 29 | 2006 | Scotland
| Lough Hill | wind | 8 | 2007 | Northern Ireland
| Kelburn | wind | 28 | 2011 | Scotland
| Hill of Towie | wind | 48 | 2012 | Scotland
| Meikle Carewe | wind | 10.2 | 2013 | Scotland
| Tallentire | wind | 12 | 2013 | England
| Grange | wind | 14 | 2013 | England
| Roos | wind | 17.1 | 2012 | England
| Wadlow | wind | 26 | 2012 | England
For footnotes see page 151
5.11 Power Stations in the United Kingdom
(operational at the end of May 2013)(1) (continued)
Company Name | Station Name | Fuel | Installed | Year of | Location
|  |  | Capacity | commission or | Scotland, Wales
|  |  | (MW) | year generation | Northern Ireland,
|  |  |  | began | or English region
RGS Energy Ltd | Knapton | gas | 40 | 1994 | Yorkshire and the Humber
Riverside Resource Recovery Limited | Edmonton | waste | 80 | 2011 | South East
RWE Npower Plc | Aberthaw B | coal | 1586 | 1971 | Wales
| Tilbury B | biomass | 750 | 1968 | East
| Aberthaw GT | gas oil | 51 | 1971 | Wales
| Cowes | gas oil | 140 | 1982 | South East
| Didcot GT | gas oil | 100 | 1972 | South East
| Fawley GT | gas oil | 68 | 1969 | South East
| Littlebrook GT | gas oil | 105 | 1982 | South East
| Tilbury GT | rapeseed oil | 68 | 1968 | East
| Little Barford GT | gas oil | 17 | 2006 | East
| Littlebrook D | oil | 1370 | 1982 | South East
| Didcot B | CCGT | 1430 | 1998 | South East
| Great Yarmouth | CCGT | 420 | 2001 | East
| Little Barford | CCGT | 720 | 1995 | East
| Staythorpe C | CCGT | 1724 | 2010 | East Midlands
| Pembroke | CCGT | 2180 | 2012 | Wales
RWE Npower Renewables Ltd | Black Rock | hydro | 2 | 2012 | Scotland
(Part of RWE Npower) | Braevallich | hydro | 2 | 2005 | Scotland
| Cwm Dyli | hydro | 10 | 2002 (9) | Wales
| Dolgarrog High Head | hydro | 17 | 2002 (9) | Wales
| Dolgarrog Low Head | hydro | 15 | 1926/2002 | Wales
| Garrogie | hydro | 2 | 2005 | Scotland
| Inverbain | hydro | 1 | 2006 | Scotland
| Kielder | hydro | 6 | 2006 (9) | North East
| River E | hydro | 3 | 2008 | Scotland
| Douglas Water | hydro | 3 | 2008 | Scotland
| Inverlael | hydro | 3 | 2009 | Scotland
| Carnoch | hydro | 1 | 2009 | Scotland
| Burgar Hill | wind | 5 | 2007 | Scotland
| Hameldon Hill | wind | 5 | 2007 | North West
| Bilbster | wind | 4 | 2008 | Scotland
| Hollies | wind | 3 | 2008 | East
| Knabs Ridge | wind | 16 | 2008 | North East
| Little Cheyne | wind | 60 | 2008 | South East
| Rhyl Flats | wind (offshore) | 90 | 2009 | Wales
| Lindhurst | wind | 9 | 2010 | East Midlands
| Novar 2 | wind | 37 | 2012 | Scotland
| Hellrigg | wind | 9 | 2012 | North West
| Bradwell | wind | 21 | 2013 | North East
| Kiln Pit Hill | wind | 14 | 2012 | North East
Scottish and Southern
Hydro Schemes:
Affric/Beauly | Mullardoch Tunnel | hydro | 2 | 1955 | Scotland
| Fasnakyle | hydro | 69 | 1951 | Scotland
| Fasnakyle Compensation Set | hydro | 8 | 2006 | Scotland
| Deanie | hydro | 38 | 1963 | Scotland
| Culligran | hydro | 17 | 1962 | Scotland
| Culligran Compensation Set | hydro | 2 | 1962 | Scotland
| Aigas | hydro | 20 | 1962 | Scotland
| Kilmorack | hydro | 20 | 1962 | Scotland
Breadalbane | Lubreoch | hydro | 4 | 1958 | Scotland
| Cashlie | hydro | 11 | 1959 | Scotland
| Lochay | hydro | 46 | 1958 | Scotland
| Lochay Compensation Set | hydro | 2 | 1959 | Scotland
| Finlarig | hydro | 17 | 1955 | Scotland
| Lednock | hydro | 3 | 1961 | Scotland
| St. Fillans | hydro | 17 | 1957 | Scotland
| Dalchonzie | hydro | 4 | 1958 | Scotland
Conon | Achanalt | hydro | 3 | 1956 | Scotland
| Cuileg | hydro | 3 | 2002 | Scotland
| Grudie Bridge | hydro | 19 | 1950 | Scotland
| Mossford | hydro | 19 | 1957 | Scotland
| Luichart | hydro | 34 | 1954 | Scotland
| Orrin | hydro | 18 | 1959 | Scotland
| Torr Achilty | hydro | 15 | 1954 | Scotland
For footnotes see page 151
5.11 Power Stations in the United Kingdom
(operational at the end of May 2013)(1) (continued)
Company Name | Station Name | Fuel | Installed | Year of | Location
|  |  | Capacity | commission or | Scotland, Wales
|  |  | (MW) | year generation | Northern Ireland,
|  |  |  | began | or English region
Foyers | Foyers | hydro/ | 300 | 1974 | Scotland
pumped storage
Great Glen | Foyers Falls | hydro | 5 | 1968 | Scotland
| Mucomir | hydro | 2 | 1962 | Scotland
| Ceannacroc | hydro | 20 | 1956 | Scotland
| Livishie | hydro | 17 | 1962 | Scotland
| Glenmoriston | hydro | 37 | 1957 | Scotland
| Glendoe | hydro | 100 | 2008 | Scotland
| Quoich | hydro | 18 | 1955 | Scotland
| Invergarry | hydro | 20 | 1956 | Scotland
| Kingairloch | hydro | 4 | 2005 | Scotland
Shin | Cassley | hydro | 10 | 1959 | Scotland
| Lairg | hydro | 4 | 1959 | Scotland
| Shin | hydro | 18 | 1958 | Scotland
Sloy/Awe | Sloy | hydro | 153 | 1950 | Scotland
| Sron Mor | hydro | 4 | 1957 | Scotland
| Clachan | hydro | 40 | 1955 | Scotland
| Allt-na-Lairige | hydro | 7 | 1956 | Scotland
| Nant | hydro | 15 | 1963 | Scotland
| Inverawe | hydro | 25 | 1963 | Scotland
| Kilmelfort | hydro | 2 | 1956 | Scotland
| Loch Gair | hydro | 6 | 1961 | Scotland
| Lussa | hydro | 2 | 1952 | Scotland
| Striven | hydro | 8 | 1951 | Scotland
Tummel | Gaur | hydro | 8 | 1953 | Scotland
| Cuaich | hydro | 3 | 1959 | Scotland
| Loch Ericht | hydro | 2 | 1962 | Scotland
| Rannoch | hydro | 45 | 1930 | Scotland
| Clunie | hydro | 61 | 1950 | Scotland
| Tummel | hydro | 34 | 1933 | Scotland
| Errochty | hydro | 75 | 1955 | Scotland
| Pitlochry | hydro | 15 | 1950 | Scotland
Wind | Artfield Fell | wind | 20 | 2005 | Scotland
| Balmurrie Fell | wind | 9 | 2012 | Scotland
| Bu | wind | 3 | 2002 | Scotland
| Hadyard Hill | wind | 120 | 2005 | Scotland
| Spurness Extension (19) | wind | 10 | 2012 | Scotland
| Tangy | wind | 19 | 2002 | Scotland
| Drumderg | wind | 37 | 2008 | Scotland
| Bessy Bell 1 | wind | 5 | 1995 | Northern Ireland
| Bessy Bell 2 | wind | 9 | 2008 | Northern Ireland
| Bin Mountain (20) | wind | 9 | 2007 | Northern Ireland
| Tappaghan (20) | wind | 29 | 2005 | Northern Ireland
| Slieve Kirk | wind | 28 | 2011 | Northern Ireland
| Carcant (20) | wind | 7 | 2010 | Scotland
| Toddleburn | wind | 28 | 2010 | Scotland
| Griffin | wind | 156 | 2011 | Scotland
| Greater Gabbard (21) | wind (offshore) | 504 | 2011 | East
| Achany | wind | 38 | 2010 | Scotland
| Fairburn | wind | 40 | 2009 | Scotland
| Clyde South | wind | 129 | 2011 | Scotland
| Clyde Central | wind | 113 | 2011 | Scotland
| Clyde North | wind | 108 | 2012 | Scotland
| Gordonbush | wind | 70 | 2011 | Scotland
Small Hydros: | Chliostair | hydro | 1 | 1960 | Scotland
| Cuileig | hydro | 3 | 2002 | Scotland
| Kerry Falls | hydro | 1 | 1951 | Scotland
| Nostie Bridge | hydro | 1 | 1950 | Scotland
| Storr Lochs | hydro | 2 | 1952 | Scotland
Thermal: | Peterhead (22) | CCGT | 1180 | 1980 | Scotland
For footnotes see page 151
5.11 Power Stations in the United Kingdom
(operational at the end of May 2013)(1) (continued)
Company Name | Station Name | Fuel | Installed | Year of | Location
|  |  | Capacity | commission or | Scotland, Wales
|  |  | (MW) | year generation | Northern Ireland,
|  |  |  | began | or English region
Thermal (continued) | Keadby | CCGT | 710 | 1994 | Yorkshire and the Humber
| Keadby GT | gas oil | 25 | 1994 | Yorkshire and the Humber
| Medway | CCGT | 700 | 1995 | South East
| Ferrybridge C | coal/biomass | 1960 | 1966 | Yorkshire and the Humber
| Fiddler’s Ferry | coal/biomass | 1961 | 1971 | North West
| Ferrybridge GT | gas oil | 34 | 1966 | Yorkshire and the Humber
| Fiddler’s Ferry GT | gas oil | 34 | 1969 | North West
| Uskmouth | coal/biomass | 240 | 2000 | Wales
| Slough | coal/biomass/ | 61 | 1918 | South East
gas/waste derived fuel
| Chickerell | gas/oil | 45 | 1998 | South West
| Burghfield | gas/oil | 45 | 1998 | South East
| Thatcham | light oil | 8.7 | 1994 | South East
| Five Oaks | light oil | 8.7 | 1995 | South East
| Chippenham | gas | 10 | 2002 | South West
| Wheldale | mines gas | 8 | 2002 | Yorkshire and the Humber
Island Generation | Arnish | diesel | 10 | 2001 | Scotland
| Barra | diesel | 3 | 1990 | Scotland
| Bowmore | diesel | 6 | 1946 | Scotland
| Kirkwall | diesel | 16 | 1953 | Scotland
| Lerwick | diesel | 67 | 1953 | Scotland
| Loch Carnan, South Uist | diesel | 10 | 1971 | Scotland
| Stornoway | diesel | 19 | 1950 | Scotland
| Tiree | diesel | 3 | 1945 | Scotland
Scottish Power
Hydro schemes:
Galloway | Carsfad | hydro | 12 | 1936 | Scotland
| Drumjohn | hydro | 2 | 1985 | Scotland
| Earlstoun | hydro | 14 | 1936 | Scotland
| Glenlee | hydro | 24 | 1935 | Scotland
| Kendoon | hydro | 24 | 1936 | Scotland
| Tongland | hydro | 33 | 1935 | Scotland
Lanark | Bonnington | hydro | 11 | 1927 | Scotland
| Stonebyres | hydro | 6 | 1927 | Scotland
Cruachan | Cruachan | pumped storage | 440 | 1966 | Scotland
Thermal: | Longannet | coal | 2304 | 1970 | Scotland
| Damhead Creek | CCGT | 800 | 2000 | South East
| Pilkington - Greengate | gas CHP | 10 | 1998 | North West
| Rye House | CCGT | 715 | 1993 | East
| Shoreham | CCGT | 400 | 2000 | South East
Wind: | Arecleoch | wind | 120 | 2010 | Scotland
| Beinn an Tuirc I | wind | 30 | 2001 | Scotland
| Beinn an Tuirc II | wind | 6.9 | 2012 | Scotland
| Beinn Tharsuinn | wind | 30 | 2007 | Scotland
| Black Law | wind | 124 | 2005 | Scotland
| Callagheen | wind | 17 | 2006 | Northern Ireland
| Carland Cross RP | wind | 10 | 2013 | South West
| Clachan Flats | wind | 15 | 2009 | Scotland
| Coal Clough | wind | 10 | 1992 | North West
| Coldham | wind | 16 | 2006 | East
| Corkey | wind | 5 | 1994 | Northern Ireland
| Cruach Mhor | wind | 30 | 2004 | Scotland
| Dun Law I | wind | 17 | 2000 | Scotland
| Dun Law II | wind | 30 | 2009 | Scotland
| Elliots Hill | wind | 5 | 1995 | Northern Ireland
| Greenknowes | wind | 27 | 2008 | Scotland
| Hagshaw Hill I | wind | 16 | 1995 | Scotland
| Hagshaw Hill II | wind | 26 | 2009 | Scotland
| Hare Hill | wind | 13 | 2000 | Scotland
| Lynemouth | wind | 26 | 2012 | Scotland
| Mark Hill | wind | 56 | 2011 | Scotland
For footnotes see page 151
5.11 Power Stations in the United Kingdom
(operational at the end of May 2013)(1) (continued)
Company Name | Station Name | Fuel | Installed | Year of | Location
|  |  | Capacity | commission or | Scotland, Wales
|  |  | (MW) | year generation | Northern Ireland,
|  |  |  | began | or English region
| Middleton | wind | 12 | 2013 | Scotland
| Penryddian & Llidiartywaun | wind | 31 | 1992 | Wales
| Rigged Hill | wind | 5 | 1994 | Northern Ireland
| Wether Hill | wind | 18 | 2007 | Scotland
| Whitelee | wind | 322 | 2007 | Scotland
| Whitelee II | wind | 217 | 2012 | Scotland
| Wolf Bog | wind | 10 | 2008 | Northern Ireland
Seabank Power Limited (24) | Seabank 1 | CCGT | 812 | 1998 | South West
| Seabank 2 | CCGT | 410 | 2000 | South West
Sembcorp Utilities (UK) Ltd | Wilton Power Station | gas/coal/oil | 238 | 1952 | North East
| Wilton GT2 | gas | 42 | 2005 | North East
| Wilton 10 | biomass | 38 | 2007 | North East
South East London
Combined Heat & Power Ltd | SELCHP ERF | waste | 32 | 1994 | London
Statkraft Energy Ltd | Rheidol | hydro | 49 | 1961 | Wales
Statkraft Wind UK Ltd | Alltwalis | wind | 23 | 2009 | Wales
| Scira (Sheringham Shoal) | wind (offshore) | 316 | 2012 | East
| Baillie | wind | 52.5 | 2013 | Scotland
Sutton Bridge Power Generation | Sutton Bridge | CCGT | 819 | 1999 | East
Talisman Energy | Beatrice (3) | wind (offshore) | 10 | 2007 | Scotland
Triodos | FMC (2) | wind | 2 | 2011 | Scotland
Vattenfall Wind Power | Kentish Flats | wind (offshore) | 90 | 2005 | South East
| Thanet | wind (offshore) | 300 | 2010 | South East
| Edinbane | wind | 41 | 2010 | Scotland
| Ormonde | wind (offshore) | 150 | 2011 | North West
| Swinford | wind | 22 | 2012 | Midlands
Windcluster | Haverigg III (2) | wind | 3 | 2005 | North West
Yorkshire Windpower Ltd (25) | Ovenden Moor | wind | 9 | 1993 | Yorkshire and the Humber
| Royd Moor | wind | 7 | 1993 | Yorkshire and the Humber
Total |  |  | 82812.6
Other power stations(26)
Renewable sources |  | wind | 1144
and combustible wastes |  | landfill gas | 1036
|  | sewage gas | 199
|  | hydro | 240
|  | biomass and waste | 921
|  | solar photovoltaics and wave/tidal | 1712
CHP schemes listed in Table 5.12 |  | various fuels | 2122
CHP schemes other than major power producers and |  | mainly gas | 1944
renewables and those listed in Table 5.12
Other autogenerators |  | various fuels | 491
For footnotes see page 151
5.11 Power Stations in the United Kingdom
(operational at the end of May 2013)(1) (continued)
Interconnectors
Capacity
(MW)
England - France |  |  | 2000
England - Netherlands |  |  | 1000
Scotland - Northern Ireland |  |  | 500
Wales - Irish Republic |  |  | 500
Northern Ireland - Irish Republic |  |  | 600
Footnotes
(1) This list covers stations owned or operated by Major Power Producers; other power stations (including many renewable sites and auto-generators) are
included in the sub table on page 152.
(2) Operated by HG Capital
(3) Joint venture with Scottish and Southern Energy
(4) Managed by RWE
(5) Operated by RES
(6) Joint venture between Green Coat Capital and Hermes, but operated by SSE.
(7) Now owned by EDF
(8) Managed by EDF Energy Renewables Ltd
(9) Recommissioning dates.
(10) Capacity reduced in 2013, with these stations typically now operating as Open Cycle Gas Turbines
(11) Co-owned with Centrica
(12) Animal Waste Derived Fuel, i.e. meat and bone meal, poultry litter, feathers and small quantities of other material such as wood chips
(13) Teesside station partially mothballed, reducing capacity from 1875 MW (1830 MW CCGT) to 45 MW (OCGT)
(14) Co-owned by Dong and EON
(15) Owned by RWE
(16) Owned by NDA but operated by Magnox Ltd
(17) Joint venture between SSE and ESB
(18) Owned by NDA but operated by Px Limited
(19) Spurness re-powered in December 2012 with a capacity of 10MW
(20) Owned by Green Coat Capital, but continues to be operated by SSE
(21) Joint venture with Green Coat Capital, but operated by SSE
(22) Total capacity is 1,840 MW but because of transmission constraints only 1,180 MW can be used at any one time.
(23) Carland Cross re-powered in 2013 (originally commissioned in 1992)
(24) Joint venture with Scottish and Southern Energy and Electricity First Limited
(25) Owned by E.On and EPR
(26) As at end December 2012.

## DUKES 2012
5.11 Power Stations in the United Kingdom
(operational at the end of May 2012)(1)
Company Name | Station Name | Fuel | Installed | Year of | Location
|  |  | Capacity | commission or | Scotland, Wales
|  |  | (MW) | year generation | Northern Ireland,
|  |  |  | began | or English region
A7 Energy | Greendykeside | wind | 4 | 2007 | Scotland
| Lochhead | wind | 6 | 2009 | Scotland
AES | Kilroot | coal/oil | 520 | 1981 | Northern Ireland
| Kilroot OCGT | gas oil | 142 | 1981 | Northern Ireland
| Ballylumford B | gas | 540 | 1968 | Northern Ireland
| Ballylumford B OCGT | gas oil | 116 | 1968 | Northern Ireland
| Ballylumford C | CCGT | 616 | 2003 | Northern Ireland
Baglan Generation Ltd | Baglan Bay | CCGT | 510 | 2002 | Wales
Barking Power (2) | Barking | CCGT | 1000 | 1994 | London
Beaufort Wind Ltd (3) | Bears Down | wind | 10 | 2001 | South West
| Bein Ghlas | wind | 8 | 1999 | Scotland
| Bryn Titli | wind | 10 | 1994 | Wales
| Carno | wind | 34 | 1996 | Wales
| Causeymire | wind | 48 | 2004 | Scotland
| Kirkby Moor | wind | 5 | 1993 | North West
| Lambrigg | wind | 7 | 2000 | North West
| Llyn Alaw | wind | 20 | 1997 | Wales
| Mynydd Gorddu | wind | 10 | 1996 | Wales
| Novar | wind | 17 | 1997 | Scotland
| Taff Ely | wind | 9 | 1993 | Wales
| Tow Law | wind | 2 | 2001 | North East
| Trysglwyn | wind | 6 | 1996 | Wales
| Windy Standard | wind | 22 | 1996 | Scotland
| North Hoyle | wind (offshore) | 60 | 2003 | Wales
| Farr | wind | 92 | 2006 | Scotland
| Ffynnon Oer | wind | 32 | 2006 | Wales
BNP Paribas Clean Energy Partners GP Limited | Gruig | wind | 25 | 2009 | Northern Ireland
Braes of Doune Windfarm (4) | Braes of Doune | wind | 72 | 2007 | Scotland
British Energy (5) | Dungeness B | nuclear | 1040 | 1983 | South East
| Hartlepool | nuclear | 1180 | 1984 | North East
| Heysham1 | nuclear | 1160 | 1984 | North West
| Heysham 2 | nuclear | 1220 | 1988 | North West
| Hinkley Point B | nuclear | 870 | 1976 | South West
| Sizewell B | nuclear | 1191 | 1995 | East
| Hunterston B | nuclear | 890 | 1976 | Scotland
| Torness | nuclear | 1190 | 1988 | Scotland
Cemmaes Windfarm Ltd (6) | Cemmaes | wind | 15 | 2002 (7) | Wales
Centrica | Barry | CCGT | 230 | 1998 | Wales
| Glanford Brigg | CCGT | 260 | 1993 | Yorkshire and the Humber
| Killingholme | CCGT | 665 | 1994 | Yorkshire and the Humber
| Kings Lynn (8) | CCGT | 99 | 1996 | East
| Peterborough | CCGT | 405 | 1993 | East
| Roosecote | CCGT | 229 | 1991 | North West
| South Humber Bank | CCGT | 1285 | 1996 | Yorkshire and the Humber
| Langage | CCGT | 905 | 2010 | South West
| Glens of Foudland | wind | 26 | 2005 | Scotland
| Lynn Wind Farm | wind (offshore) | 97 | 2009 | East Midlands
| Inner Dowsing Wind Farm | wind (offshore) | 97 | 2009 | East Midlands
Citigen (London) UK Ltd | Charterhouse St, London | gas/gas oil CHP | 31 | 1995 | London
Cold Northcott Windfarm Ltd (6) | Cold Northcott | wind | 7 | 1993 | South West
For footnotes see page 153
5.11 Power Stations in the United Kingdom
(operational at the end of May 2012)(1) (continued)
Company Name | Station Name | Fuel | Installed | Year of | Location
|  |  | Capacity | commission or | Scotland, Wales
|  |  | (MW) | year generation | Northern Ireland,
|  |  |  | began | or English region
Coolkeeragh ESB Ltd | Coolkeeragh | CCGT | 408 | 2005 | Northern Ireland
| Coolkeeragh | OCGT | 53 | 2005 | Northern Ireland
Corby Power Ltd | Corby | CCGT | 401 | 1993 | East Midlands
Derwent Cogeneration (2) | Derwent | gas CHP | 228 | 1994 | East Midlands
Dong Energy | Burbo Bank | Wind | 90 | 2009 | North West
| Gunfleet Sands 1 | Wind | 108 | 2010 | South East
| Gunfleet Sands 2 | Wind | 65 | 2010 | South East
| Walney (2) | Wind (offshore) | 184 | 2011 | North West
| Barrow Offshore Windfarm (9) | wind (offshore) | 90 | 2006 | North West
| Severn | CCGT | 848 | 2010 | Wales
Drax Power Ltd | Drax | coal | 3870 | 1974 | Yorkshire and the Humber
| Drax GT | gas oil | 75 | 1971 | Yorkshire and the Humber
EDF Energy | Sutton Bridge | CCGT | 819 | 1999 | East
| Cottam | coal | 2008 | 1969 | East Midlands
| West Burton | coal | 2012 | 1967 | East Midlands
| West Burton GT | gas oil | 40 | 1967 | East Midlands
| Thames Valley Power | Gas/Gas oil CHP | 15 | 1995 | London
| London Heat & Power Company | gas CHP | 9 | 2000 | London
(Imperial College)
| Barkantine Heat & Power Company | Gas CHP | 1 | 2000 | London
| Aberdare District Energy | gas | 10 | 2002 | Wales
| Bridgewater District Energy | gas | 10 | 2000 | South West
| Sevington District Energy | gas | 10 | 2000 | South East
| Solutia District Energy | gas | 10 | 2000 | Wales
EDF Energy Renewables | Bicker Fen | wind | 26 | 2008 | East Midlands
| Walkway | wind | 14 | 2008 | North East
| Longpark | wind | 38 | 2009 | Scotland
| Burnfoot Hill | wind | 26 | 2010 | Scotland
| Rusholme | wind | 24 | 2010 | Yorkshire and the Humber
| Fairfield | wind | 7 | 2011 | North West
Eggborough Power Ltd | Eggborough | coal | 1960 | 1967 | Yorkshire and the Humber
EPR Ely Limited | Elean | straw/gas | 38 | 2001 | East
EPR Eye Ltd | Eye, Suffolk | AWDF (10) | 13 | 1992 | East
EPR Glanford Ltd | Glanford | meat & bone meal | 13 | 1993 | East
EPR Thetford Ltd | Thetford | poultry litter | 39 | 1998 | East
EPR Scotland Ltd | Westfield | poultry litter | 12 | 2000 | Scotland
E.On UK | Kingsnorth | coal/oil | 1940 | 1970 | South East
| Ironbridge | coal | 940 | 1970 | West Midlands
| Ratcliffe | coal | 1960 | 1968 | East Midlands
| Grain | oil | 1300 | 1979 | South East
| Grain GT | gas oil | 55 | 1978 | South East
| Kingsnorth GT | gas oil | 34 | 1967 | South East
| Ratcliffe GT | gas oil | 34 | 1966 | East Midlands
| Taylor's Lane GT | gas oil | 132 | 1979 | London
| Connahs Quay | CCGT | 1380 | 1996 | Wales
| Cottam Development Centre | CCGT | 390 | 1999 | East Midlands
| Enfield | CCGT | 408 | 1999 | London
| Killingholme | CCGT | 900 | 1993 | Yorkshire and the Humber
| Sandbach | CCGT | 50 | 1999 | North West
For footnotes see page 153
5.11 Power Stations in the United Kingdom
(operational at the end of May 2012)(1) (continued)
Company Name | Station Name | Fuel | Installed | Year of | Location
|  |  | Capacity | commission or | Scotland, Wales
|  |  | (MW) | year generation | Northern Ireland,
|  |  |  | began | or English region
| Castleford | CCGT | 56 | 2002 | Yorkshire and the Humber
| Thornhill | CCGT | 50 | 1998 | Yorkshire and the Humber
| Grain | CCGT | 1320 | 2010 | South East
| Steven's Croft | biomass | 50 | 2007 | Scotland
| Askam | wind | 5 | 1999 | North West
| Bowbeat | wind | 31 | 2002 | Scotland
| Deucheran Hill | wind | 16 | 2001 | Scotland
| Hare Hill | wind | 6 | 2004 | North East
| High Volts | wind | 8 | 2004 | North East
| Holmside | wind | 6 | 2004 | North East
| Lowca | wind | 5 | 2000 | North West
| Oldside | wind | 5 | 1996 | North West
| Out Newton | wind | 9 | 2002 | Yorkshire and the Humber
| Scroby Sands | wind (offshore) | 60 | 2004 | East
| Siddick | wind | 4 | 1996 | North West
| Stags Holt | wind | 20 | 2007 | East
| Rhyd-y-Groes | wind | 7 | 1992 | Wales
| Blyth Offshore | wind (offshore) | 4 | 2000 | North East
| Robin Rigg | wind (offshore) | 180 | 2010 | Scotland
| Great Eppleton | wind | 8 | 2010 | North East
| Butterwick Moor | wind | 21 | 2011 | North East
| Haswell Moor | wind | 10 | 2010 | North East
Fenland Windfarms Ltd (6) | Deeping | wind | 16 | 2006 | East Midlands
| Glass Moor | wind | 16 | 2006 | East Midlands
| Red House | wind | 12 | 2006 | East Midlands
| Red Tile | wind | 24 | 2007 | East Midlands
Fred Olsen | Crystal Rig Windfarm | wind | 63 | 2003 | Scotland
| Paul's Hill | wind | 64 | 2005 | Scotland
| Rothes | wind | 51 | 2004 | Scotland
| Crystal Rig II | wind | 138 | 2010 | Scotland
GDF Suez (International Power) | Shotton | gas CHP | 210 | 2001 | Wales
| Teesside Power Station (11) | OCGT | 45 | 1992 | North East
| Scotia Wind | wind | 20 | 2010 | Scotland
Great Orton Windfarm Ltd (6) | Great Orton | wind | 4 | 1999 (7) | North West
HG Capital | Tyr Mostyn & Foel Goch | wind | 21 | 2005 | Wales
| Bagmoor | wind | 16 | 2009 | East Midlands
| Solutia | wind | 5 | 2009 | Wales
| Workington (Eastman) | wind | 4 | 2005 | North West
| Dewley Cheese | wind | 2 | 2010 | North West
High Hedley Hope Wind Ltd (6) | High Hedley 1 | wind | 2 | 2001 | North East
| High Hedley 2 | wind | 5 | 2008 | North East
| Trimdon Grange | wind | 5 | 2008 | North East
| Langley Park | wind | 8 | 2008 | North East
| Broomhill | wind | 8 | 2008 | North East
Immingham CHP LLP | Immingham CHP | gas CHP | 1240 | 2004 | Yorkshire and the Humber
Infinis | Ardrossan | wind | 24 | 2004 | Scotland
| Ardrossan Extension | wind | 6 | 2008 | Scotland
| Dalswinton | wind | 30 | 2008 | Scotland
| Minsca | wind | 37 | 2008 | Scotland
| Slieve Divena | wind | 30 | 2009 | N Ireland
| Rheidol | wind | 2 | 1997 | Wales
| Lissett | wind | 30 | 2007 | Yorkshire and the Humber
| Mynydd Clogau | wind | 14 | 2004 | Wales
| Hill of Fiddes | wind | 7 | 2010 | Scotland
| Low Spinney | wind | 8 | 2011 | East Midlands
| Glenkerie | wind | 20 | 2012 | Scotland
For footnotes see page 153
5.11 Power Stations in the United Kingdom
(operational at the end of May 2012)(1) (continued)
Company Name | Station Name | Fuel | Installed | Year of | Location
|  |  | Capacity | commission or | Scotland, Wales
|  |  | (MW) | year generation | Northern Ireland,
|  |  |  | began | or English region
Intergen | Coryton | CCGT | 800 | 2001 | East
| Rocksavage | CCGT | 810 | 1998 | North West
| Spalding | CCGT | 880 | 2004 | East Midlands
International Power / Mitsui | Indian Queens | gas oil/kerosene | 140 | 1996 | South West
| Dinorwig | pumped storage | 1728 | 1983 | Wales
| Ffestiniog | pumped storage | 360 | 1961 | Wales
| Rugeley | coal | 1006 | 1972 | West Midlands
| Rugeley GT | gas oil | 50 | 1972 | West Midlands
| Deeside | CCGT | 515 | 1994 | Wales
| Saltend | CCGT | 1200 | 2000 | Yorkshire and the Humber
Kirkheaton Wind Ltd (6) | Kirkheaton | wind | 1 | 2000 | North East
K/S Winscales (6) | Winscales 1 | wind | 2 | 1999 | North West
| Winscales 2 | wind | 7 | 2005 | North West
Llangwyryfon Windfarm Ltd (6) | Llangwyryfon | wind | 9 | 2003 | Wales
Magnox Ltd (12) | Wylfa | nuclear | 490 | 1971 | Wales
| Maentwrog | hydro | 28 | 1928 | Wales
Marchwood Power Limited (2) | Marchwood | CCGT | 842 | 2009 | South West
Peel Energy Ltd | Scout Moor | Wind | 65 | 2009 | North West
| Seaforth | Wind | 3 | 1999 | North West
| Port of Liverpool | Wind | 10 | 2008 | North West
Px Limited (13) | Fellside CHP | gas CHP | 180 | 1995 | North West
RES-Gen Ltd | Dyffryn Brodyn | wind | 6 | 1994 | Wales
| Four Burrows | wind | 5 | 1995 | South West
| Forss | wind | 2 | 2003 | Scotland
| Forss2 | wind | 5 | 2007 | Scotland
| Lendrum's Bridge | wind | 13 | 2000 | Northern Ireland
| Altahullion | wind | 26 | 2003 | Northern Ireland
| Altahullion2 | wind | 12 | 2007 | Northern Ireland
| Black Hill | wind | 29 | 2006 | Scotland
| Lough Hill | wind | 8 | 2007 | Northern Ireland
| Kelburn | wind | 28 | 2011 | Scotland
| Hill of Towie | wind | 48 | 2012 | Scotland
RGS Energy Ltd | Knapton | gas | 40 | 1994 | Yorkshire and the Humber
RWE Npower Plc | Aberthaw B | coal | 1586 | 1971 | Wales
| Tilbury B | biomass | 750 | 1968 | East
| Didcot A | coal/gas | 1958 | 1972 | South East
| Aberthaw GT | gas oil | 51 | 1971 | Wales
| Cowes | gas oil | 140 | 1982 | South East
| Didcot GT | gas oil | 100 | 1972 | South East
| Fawley GT | gas oil | 68 | 1969 | South East
| Littlebrook GT | gas oil | 105 | 1982 | South East
| Tilbury GT | rapeseed oil | 68 | 1968 | East
For footnotes see page 153
5.11 Power Stations in the United Kingdom
(operational at the end of May 2012)(1) (continued)
Company Name | Station Name | Fuel | Installed | Year of | Location
|  |  | Capacity | commission or | Scotland, Wales
|  |  | (MW) | year generation | Northern Ireland,
|  |  |  | began | or English region
| Little Barford GT | gas oil | 17 | 2006 | East
| Fawley | oil | 968 | 1969 | South East
| Littlebrook D | oil | 1370 | 1982 | South East
| Didcot B | CCGT | 1430 | 1998 | South East
| Great Yarmouth | CCGT | 420 | 2001 | East
| Little Barford | CCGT | 714 | 1995 | East
| Staythorpe C | CCGT | 1724 | 2010 | East Midlands
| Pembroke (14) | CCGT | 2180 | 2012 | Wales
RWE Npower Renewables Ltd | Braevallich | hydro | 2 | 2005 | Scotland
(Part of RWE Npower) | Cwm Dyli | hydro | 10 | 2002 (7) | Wales
| Dolgarrog High Head | hydro | 17 | 2002 (7) | Wales
| Dolgarrog Low Head | hydro | 15 | 1926/2002 | Wales
| Garrogie | hydro | 2 | 2005 | Scotland
| Inverbain | hydro | 1 | 2006 | Scotland
| Kielder | hydro | 6 | 2006 (7) | North East
| River E | hydro | 3 | 2008 | Scotland
| Douglas Water | hydro | 3 | 2008 | Scotland
| Inverlael | hydro | 3 | 2009 | Scotland
| Carnoch | hydro | 1 | 2009 | Scotland
| Burgar Hill | wind | 5 | 2007 | Scotland
| Hameldon Hill | wind | 5 | 2007 | North West
| Bilbster | wind | 4 | 2008 | Scotland
| Hollies | wind | 3 | 2008 | East
| Knabs Ridge | wind | 16 | 2008 | North East
| Little Cheyne | wind | 60 | 2008 | South East
| Rhyl Flats | wind (offshore) | 90 | 2009 | Wales
| Lindhurst | wind | 9 | 2010 | East Midlands
| An Suidhe | wind | 19 | 2010 | Scotland
| Novar 2 | wind | 37 | 2012 | Scotland
| Hellrigg | wind | 9 | 2012 | North West
Scottish and Southern
Hydro Schemes:
Affric/Beauly | Mullardoch Tunnel | hydro | 2 | 1955 | Scotland
| Fasnakyle | hydro | 69 | 1951 | Scotland
| Fasnakyle Compensation Set | hydro | 8 | 2006 | Scotland
| Deanie | hydro | 38 | 1963 | Scotland
| Culligran | hydro | 17 | 1962 | Scotland
| Culligran Compensation Set | hydro | 2 | 1962 | Scotland
| Aigas | hydro | 20 | 1962 | Scotland
| Kilmorack | hydro | 20 | 1962 | Scotland
Breadalbane | Lubreoch | hydro | 4 | 1958 | Scotland
| Cashlie | hydro | 11 | 1959 | Scotland
| Lochay | hydro | 46 | 1958 | Scotland
| Lochay Compensation Set | hydro | 2 | 1959 | Scotland
| Finlarig | hydro | 17 | 1955 | Scotland
| Lednock | hydro | 3 | 1961 | Scotland
| St. Fillans | hydro | 17 | 1957 | Scotland
| Dalchonzie | hydro | 4 | 1958 | Scotland
Conon | Achanalt | hydro | 3 | 1956 | Scotland
| Grudie Bridge | hydro | 19 | 1950 | Scotland
| Mossford | hydro | 19 | 1957 | Scotland
| Luichart | hydro | 34 | 1954 | Scotland
| Orrin | hydro | 18 | 1959 | Scotland
| Torr Achilty | hydro | 15 | 1954 | Scotland
Foyers | Foyers | hydro/ | 300 | 1974 | Scotland
pumped storage
Great Glen | Foyers Falls | hydro | 5 | 1968 | Scotland
| Mucomir | hydro | 2 | 1962 | Scotland
| Ceannacroc | hydro | 20 | 1956 | Scotland
| Livishie | hydro | 17 | 1962 | Scotland
For footnotes see page 153
5.11 Power Stations in the United Kingdom
(operational at the end of May 2012)(1) (continued)
Company Name | Station Name | Fuel | Installed | Year of | Location
|  |  | Capacity | commission or | Scotland, Wales
|  |  | (MW) | year generation | Northern Ireland,
|  |  |  | began | or English region
| Glenmoriston | hydro | 37 | 1957 | Scotland
| Glendoe | hydro | 100 | 2008 | Scotland
| Quoich | hydro | 18 | 1955 | Scotland
| Invergarry | hydro | 20 | 1956 | Scotland
| Kingairloch | hydro | 4 | 2005 | Scotland
Shin | Cassley | hydro | 10 | 1959 | Scotland
| Lairg | hydro | 4 | 1959 | Scotland
| Shin | hydro | 18 | 1958 | Scotland
| Loch Dubh | hydro | 1 | 1954 | Scotland
Sloy/Awe | Sloy | hydro | 153 | 1950 | Scotland
| Sron Mor | hydro | 4 | 1957 | Scotland
| Clachan | hydro | 40 | 1955 | Scotland
| Allt-na-Lairige | hydro | 7 | 1956 | Scotland
| Nant | hydro | 15 | 1963 | Scotland
| Inverawe | hydro | 25 | 1963 | Scotland
| Kilmelfort | hydro | 2 | 1956 | Scotland
| Loch Gair | hydro | 6 | 1961 | Scotland
| Lussa | hydro | 2 | 1952 | Scotland
| Striven | hydro | 8 | 1951 | Scotland
Tummel | Gaur | hydro | 8 | 1953 | Scotland
| Cuaich | hydro | 3 | 1959 | Scotland
| Loch Ericht | hydro | 2 | 1962 | Scotland
| Rannoch | hydro | 45 | 1930 | Scotland
| Clunie | hydro | 61 | 1950 | Scotland
| Tummel | hydro | 34 | 1933 | Scotland
| Errochty | hydro | 75 | 1955 | Scotland
| Pitlochry | hydro | 15 | 1950 | Scotland
Wind | Artfield Fell | wind | 20 | 2005 | Scotland
| Bu | wind | 3 | 2002 | Scotland
| Hadyard Hill | wind | 120 | 2005 | Scotland
| Spurness | wind | 8 | 2004 | Scotland
| Tangy | wind | 19 | 2002 | Scotland
| Drumderg | wind | 37 | 2008 | Scotland
| Bessy Bell 1 | wind | 5 | 1995 | N Ireland
| Bessy Bell 2 | wind | 9 | 2008 | N Ireland
| Bin Mountain | wind | 9 | 2007 | N Ireland
| Tappaghan | wind | 29 | 2005 | N Ireland
| Slieve Kirk | wind | 28 | 2011 | N Ireland
| Carcant | wind | 7 | 2010 | Scotland
| Toddleburn | wind | 28 | 2010 | Scotland
| Griffin | wind | 156 | 2011 | Scotland
| Greater Gabbard (15) | wind (offshore) | 439 | 2011 | East
| Achany | wind | 38 | 2010 | Scotland
| Fairburn | wind | 40 | 2009 | Scotland
| Clyde South | wind | 129 | 2011 | Scotland
| Clyde Central | wind | 113 | 2011 | Scotland
| Gordonbush | wind | 70 | 2011 | Scotland
Small Hydros: | Chliostair | hydro | 1 | 1960 | Scotland
| Cuileig | hydro | 3 | 2002 | Scotland
| Kerry Falls | hydro | 1 | 1951 | Scotland
| Nostie Bridge | hydro | 1 | 1950 | Scotland
| Storr Lochs | hydro | 2 | 1952 | Scotland
Thermal: | Peterhead (16) | gas/oil | 1180 | 1980 | Scotland
For footnotes see page 153
5.11 Power Stations in the United Kingdom
(operational at the end of May 2012)(1) (continued)
Company Name | Station Name | Fuel | Installed | Year of | Location
|  |  | Capacity | commission or | Scotland, Wales
|  |  | (MW) | year generation | Northern Ireland,
|  |  |  | began | or English region
Thermal (continued) | Keadby | CCGT | 710 | 1994 | Yorkshire and the Humber
| Keadby GT | gas oil | 25 | 1994 | Yorkshire and the Humber
| Medway | CCGT | 688 | 1995 | South East
| Ferrybridge C | coal/biomass | 1960 | 1966 | Yorkshire and the Humber
| Fiddler’s Ferry | coal/biomass | 1961 | 1971 | North West
| Ferrybridge GT | gas oil | 34 | 1966 | Yorkshire and the Humber
| Fiddler’s Ferry GT | gas oil | 34 | 1969 | North West
| Uskmouth | coal/biomass | 363 | 2000 | Wales
| Slough | coal/biomass/ | 61 | 1918 | South East
gas/waste derived fuel
| Chickerell | gas/oil | 45 | 1998 | South West
| Burghfield | gas/oil | 47 | 1998 | South East
| Thatcham | light oil | 10 | 1994 | South East
| Five Oaks | light oil | 9 | 1995 | South East
| Chippenham | gas | 10 | 2002 | South West
| Wheldale | mines gas | 8 | 2002 | Yorkshire and the Humber
Island Generation | Arnish | diesel | 10 | 2001 | Scotland
| Barra | diesel | 3 | 1990 | Scotland
| Bowmore | diesel | 6 | 1946 | Scotland
| Kirkwall | diesel | 16 | 1953 | Scotland
| Lerwick | diesel | 67 | 1953 | Scotland
| Loch Carnan, South Uist | diesel | 10 | 1971 | Scotland
| Stornoway | diesel | 19 | 1950 | Scotland
| Tiree | diesel | 3 | 1945 | Scotland
Scottish Power
Hydro schemes:
Galloway | Carsfad | hydro | 12 | 1936 | Scotland
| Drumjohn | hydro | 2 | 1985 | Scotland
| Earlstoun | hydro | 14 | 1936 | Scotland
| Glenlee | hydro | 24 | 1935 | Scotland
| Kendoon | hydro | 24 | 1936 | Scotland
| Tongland | hydro | 33 | 1935 | Scotland
Lanark | Bonnington | hydro | 11 | 1927 | Scotland
| Stonebyres | hydro | 6 | 1927 | Scotland
Cruachan | Cruachan | pumped storage | 440 | 1966 | Scotland
Thermal: | Cockenzie | coal | 1152 | 1967 | Scotland
| Longannet | coal | 2304 | 1970 | Scotland
| Damhead Creek | CCGT | 800 | 2000 | South East
| Pilkington - Greengate | gas | 10 | 1998 | North West
| Rye House | CCGT | 715 | 1993 | East
| Shoreham | CCGT | 400 | 2000 | South East
Wind:
| Arecleoch | wind | 120 | 2010 | Scotland
| Beinn an Tuirc | wind | 30 | 2001 | Scotland
| Beinn Tharsuinn | wind | 30 | 2007 | Scotland
| Black Law | wind | 124 | 2005 | Scotland
| Callagheen | wind | 17 | 2006 | Northern Ireland
| Carland Cross | wind | 5 | 1992 | South West
| Clachan Flats | wind | 15 | 2009 | Scotland
| Coal Clough | wind | 10 | 1992 | North West
| Coldham | wind | 16 | 2006 | East
| Corkey | wind | 5 | 1994 | Northern Ireland
For footnotes see page 153
5.11 Power Stations in the United Kingdom
(operational at the end of May 2012)(1) (continued)
Station type |  | Fuel | Capacity
(MW)
| Cruach Mhor | wind | 30 | 2004 | Scotland
| Dun Law 1 | wind | 17 | 2000 | Scotland
| Dun Law II | wind | 30 | 2009 | Scotland
| Elliots Hill | wind | 5 | 1995 | Northern Ireland
| Greenknowes | wind | 27 | 2008 | Scotland
| Hagshaw Hill 1 | wind | 16 | 1995 | Scotland
| Hagshaw Hill II | wind | 26 | 2009 | Scotland
| Hare Hill | wind | 13 | 2000 | Scotland
| Lynemouth | wind | 26 | 2012 | Scotland
| Mark Hill | wind | 56 | 2011 | Scotland
| Penryddian & Llidiartywaun | wind | 31 | 1992 | Wales
| Rigged Hill | wind | 5 | 1994 | Northern Ireland
| Wether Hill | wind | 18 | 2007 | Scotland
| Whitelee | wind | 322 | 2007 | Scotland
| Whitelee II | wind | 18 | 2012 | Scotland
| Wolf Bog | wind | 10 | 2008 | Northern Ireland
Seabank Power Limited (2) | Seabank 1 | CCGT | 812 | 1998 | South West
| Seabank 2 | CCGT | 410 | 2000 | South West
Sembcorp Utilities (UK) Ltd | Wilton Power Station | Gas/Coal/Oil | 280 | 1952 | North East
| Wilton GT2 | Gas | 42 | 2005 | North East
| Wilton 10 | Biomass | 38 | 2007 | North East
Snowmountain | Long Hill Road | wind | 2 | 2005 | East
South East London
Combined Heat & Power Ltd | SELCHP ERF | waste | 32 | 1994 | London
Statkraft Energy Ltd | Rheidol | hydro | 49 | 1961 | Wales
Statkraft Wind UK Ltd | Alltwalis | wind | 23 | 2009 | Wales
| Scira (Sheringham Shoal) | wind (offshore) | 169 | 2012 | East
Talisman Energy | Beatrice (2) | wind (offshore) | 10 | 2007 | Scotland
Triodos | FMC | wind | 2 | 2011 | Scotland
Vattenfall Wind Power | Kentish Flats | wind (offshore) | 90 | 2005 | South East
| Thanet | wind (offshore) | 300 | 2010 | South East
| Edinbane | Wind (onshore) | 41 | 2010 | Scotland
| Ormonde | wind (offshore) | 150 | 2011 | North West
Windcluster | Haverigg III | wind | 3 | 2005 | North West
Yorkshire Windpower Ltd (17) | Ovenden Moor | wind | 9 | 1993 | Yorkshire and the Humber
| Royd Moor | wind | 7 | 1993 | Yorkshire and the Humber
Total |  |  | 86998
Other power stations(18)
Renewable sources |  | wind | 1278
and combustible wastes |  | landfill gas | 1066.728
|  | sewage gas | 197.51
|  | hydro | 231.793
|  | biomass and waste | 788.536
|  | solar photovoltaics and wave/tidal | 978.922
CHP schemes listed in Table 5.12 |  | various fuels | 2193
CHP schemes other than major power producers and |  | mainly gas | 2059.6391
renewables and those listed in Table 5.12
Other autogenerators |  | various fuels | 187.0046
For footnotes see page 153
5.11 Power Stations in the United Kingdom
(operational at the end of May 2012)(1) (continued)
Interconnectors
Capacity
(MW)
England - France |  |  | 2000
England - Netherlands (19) |  |  | 1000
Scotland - Northern Ireland |  |  | 500
Northern Ireland - Irish Republic |  |  | 600
Footnotes
(1) This list covers stations of more than 1 MW capacity, but excludes some renewables stations of over 1 MW which are
included in the sub table on page 154.
(2) Joint venture with Scottish and Southern Energy and OPW
(3) Managed by RWE
(4) Joint venture between Centrica and SSE, but operated by SSE
(5) Now owned by EDF
(6) Managed by EDF Energy Renewables Ltd
(7) Recommissioning dates.
(8) King's Lynn station partially mothballed, reducing capacity from 340 MW to 99 MW
(9) Co-owned with Centrica
(10) Animal Waste Derived Fuel, i.e. meat and bone meal, poultry litter, feathers and small quantities of other material such as wood chips
(11) Teesside station partially mothballed, reducing capacity from 1875 MW (1830 MW CCGT) to 45 MW (OCGT)
(12) Owned by NDA but operated by Magnox Ltd
(13) Owned by NDA but operated by Px Limited
(14) As at May 2012, station in commissioning.
(15) Joint venture between Greater Gabbard Offshore Wind Ltd and SSE, operated by SSE
(16) Total capacity is 1,840 MW but because of transmission constraints only 1,180 MW can be used at any one time.
(17) Owned by E.On and EPR
(18) As at end December 2010.
(19) Offically opened 1st April 2011

## DUKES 2011
5.11 Power Stations in the United Kingdom
(operational at the end of May 2011)(1)
Company Name | Station Name | Fuel | Installed | Year of | Location
|  |  | Capacity | commission or | Scotland, Wales
|  |  | (MW) | year generation | Northern Ireland,
|  |  |  | began | or English region
AES | Kilroot | coal/oil | 662 | 1981 | Northern Ireland
| Ballylumford B | gas/oil/OCGT | 656 | 1968 | Northern Ireland
| Ballylumford C | CCGT | 616 | 2003 | Northern Ireland
Baglan Generation Ltd | Baglan Bay | gas turbine | 510 | 2002 | Wales
Barking Power (2) | Barking | CCGT | 1000 | 1994 | London
Beaufort Wind Ltd (3) | Bears Down | wind | 10 | 2001 | South West
| Bein Ghlas | wind | 8 | 1999 | Scotland
| Bryn Titli | wind | 10 | 1994 | Wales
| Carno | wind | 34 | 1996 | Wales
| Causeymire | wind | 48 | 2004 | Scotland
| Kirkby Moor | wind | 5 | 1993 | North West
| Lambrigg | wind | 7 | 2000 | North West
| Llyn Alaw | wind | 20 | 1997 | Wales
| Mynydd Gorddu | wind | 10 | 1996 | Wales
| Novar | wind | 17 | 1997 | Scotland
| Taff Ely | wind | 9 | 1993 | Wales
| Tow Law | wind | 2 | 2001 | North East
| Trysglwyn | wind | 6 | 1996 | Wales
| Windy Standard | wind | 22 | 1996 | Scotland
| North Hoyle | wind (offshore) | 60 | 2003 | Wales
| Farr | wind | 92 | 2006 | Scotland
| Ffynnon Oer | wind | 32 | 2006 | Wales
BNP Paribas Clean Energy Partners GP Limited | Gruig | wind | 25 | 2009 | Northern Ireland
Braes of Doune Windfarm (4) | Braes of Doune | wind | 72 | 2007 | Scotland
British Energy (5) | Dungeness B | nuclear | 1040 | 1983 | South East
| Hartlepool | nuclear | 1190 | 1984 | North East
| Heysham1 | nuclear | 1160 | 1984 | North West
| Heysham 2 | nuclear | 1210 | 1988 | North West
| Hinkley Point B | nuclear | 870 | 1976 | South West
| Sizewell B | nuclear | 1191 | 1995 | East
| Hunterston B | nuclear | 890 | 1976 | Scotland
| Torness | nuclear | 1205 | 1988 | Scotland
Cemmaes Windfarm Ltd (6) | Cemmaes | wind | 15 | 2002 (7) | Wales
Centrica | Barry | CCGT | 230 | 1998 | Wales
| Glanford Brigg | CCGT | 260 | 1993 | Yorkshire and
| Killingholme | CCGT | 665 | 1994 | the Humber
| Kings Lynn | CCGT | 340 | 1996 | East
| Peterborough | CCGT | 405 | 1993 | East
| Roosecote | CCGT | 229 | 1991 | North West
| South Humber Bank | CCGT | 1285 | 1996 | Yorkshire and
the Humber
| Langage | CCGT | 905 | 2010 | South West
| Glens of Foudland | wind | 26 | 2005 | Scotland
| Lynn Wind Farm | wind (offshore) | 97 | 2009 | East Midlands
| Inner Dowsing Wind Farm | wind (offshore) | 97 | 2009 | East Midlands
Citigen (London) UK Ltd | Charterhouse St, London | gas/gas oil CHP | 31 | 1995 | London
Cold Northcott Windfarm Ltd (6) | Cold Northcott | wind | 7 | 1993 | South West
For footnotes see page 155
5.11 Power Stations in the United Kingdom
(operational at the end of May 2011)(1) (continued)
Company Name | Station Name | Fuel | Installed | Year of | Location
|  |  | Capacity | commission or | Scotland, Wales
|  |  | (MW) | year generation | Northern Ireland,
|  |  |  | began | or English region
Coolkeeragh ESB Ltd | Coolkeeragh | CCGT | 408 | 2005 | Northern Ireland
Corby Power Ltd | Corby | CCGT | 401 | 1993 | East Midlands
Derwent Cogeneration (2) | Derwent | gas CHP | 228 | 1994 | East Midlands
Dong Energy | Burbo Bank | Wind | 90 | 2009 | North West
| Gunfleet Sands 1 | Wind | 108 | 2010 | South East
| Gunfleet Sands 2 | Wind | 65 | 2010 | South East
| Walney (2) | Wind | 184 | 2011 | West
| Barrow Offshore Windfarm (8) | wind (offshore) | 90 | 2006 | North West
| Severn | CCGT | 848 | 2010 | Wales
Drax Power Ltd | Drax | coal | 3870 | 1974 | Yorkshire and
| Drax GT | gas oil | 75 | 1971 | the Humber
EDF Energy | Sutton Bridge | CCGT | 819 | 1999 | East
| Cottam | coal | 2008 | 1969 | East Midlands
| West Burton | coal | 2012 | 1967 | East Midlands
| West Burton GT | gas oil | 40 | 1967 | East Midlands
| Thames Valley Power | Gas/Gas oil CHP | 15 | 1995 | London
| London Heat & Power Company | gas CHP | 9 | 2000 | London
(Imperial College)
| Barkantine Heat & Power Company | Gas CHP | 1 | 2000 | London
| Aberdare District Energy | gas | 10 | 2002 | Wales
| Bridgewater District Energy | gas | 10 | 2000 | South West
| Sevington District Energy | gas | 10 | 2000 | South East
| Solutia District Energy | gas | 10 | 2000 | Wales
EDF Energy Renewables | Bicker Fen | wind | 26 | 2008 | East Midlands
| Walkaway | wind | 14 | 2008 | North East
| Longpark | wind | 38 | 2009 | Scotland
| Burnfoot Hill | wind | 26 | 2010 | Scotland
| Rusholme | wind | 24 | 2010 | Yorkshire
| Fairfield | wind | 7 | 2011 | North West
Eggborough Power Ltd | Eggborough | coal | 1960 | 1967 | Yorkshire and
the Humber
EPR Ely Limited | Elean | straw/gas | 38 | 2001 | East
EPR Glanford Ltd | Glanford | meat & bone meal | 13 | 1993 | East
EPR Eye Ltd | Eye, Suffolk | AWDF (9) | 13 | 1992 | East
EPR Thetford Ltd | Thetford | poultry litter | 39 | 1998 | East
EPR Scotland Ltd | Westfield | poultry litter | 12 | 2000 | Scotland
E.On UK | Kingsnorth | coal/oil | 1940 | 1970 | South East
| Ironbridge | coal | 940 | 1970 | West Midlands
| Ratcliffe | coal | 1960 | 1968 | East Midlands
| Grain | oil | 1300 | 1979 | South East
| Grain GT | gas oil | 55 | 1978 | South East
| Kingsnorth GT | gas oil | 34 | 1967 | South East
| Ratcliffe GT | gas oil | 34 | 1966 | East Midlands
| Taylor's Lane GT | gas oil | 132 | 1979 | London
| Connahs Quay | CCGT | 1380 | 1996 | Wales
| Cottam Development Centre | CCGT | 390 | 1999 | East Midlands
| Enfield | CCGT | 408 | 1999 | London
| Killingholme | CCGT | 900 | 1993 | Yorkshire and
the Humber
| Sandbach | CCGT | 50 | 1999 | North West
For footnotes see page 155
5.11 Power Stations in the United Kingdom
(operational at the end of May 2011)(1) (continued)
Company Name | Station Name | Fuel | Installed | Year of | Location
|  |  | Capacity | commission or | Scotland, Wales
|  |  | (MW) | year generation | Northern Ireland,
|  |  |  | began | or English region
| Castleford | CCGT | 56 | 2002 | Yorkshire and
the Humber
| Thornhill | CCGT | 50 | 1998 | Yorkshire and
the Humber
| Grain | CCGT | 1320 | 2010 | South East
| Steven's Croft | biomass | 44 | 2007 | Scotland
| Askam | wind | 5 | 1999 | North West
| Blood Hill | wind | 2 | 1992 | East
| Bowbeat | wind | 31 | 2002 | Scotland
| Deucheran Hill | wind | 16 | 2001 | Scotland
| Hare Hill | wind | 5 | 2004 | North East
| High Volts | wind | 8 | 2004 | North East
| Holmside | wind | 5 | 2004 | North East
| Lowca | wind | 5 | 2000 | North West
| Oldside | wind | 5 | 1996 | North West
| Out Newton | wind | 9 | 2002 | Yorkshire and
| Rheidol | wind | 2 | 1997 | Wales
| Scroby Sands | wind (offshore) | 60 | 2004 | East
| Siddick | wind | 4 | 1996 | North West
| St Breock | wind | 5 | 1994 | South West
| Stags Holt | wind | 20 | 2007 | East
| Rhyd-y-Groes | wind | 7 | 1992 | Wales
| Blyth Offshore | wind (offshore) | 4 | 2000 | North East
| Robin Rigg | wind (offshore) | 180 | 2010 | Scotland
| Great Eppleton | wind | 8 | 2010 | North East
| Butterwick Moor | wind | 19 | 2011 | North East
| Haswell Moor | wind | 10 | 2010 | North East
Fenland Windfarms Ltd (6) | Deeping | wind | 16 | 2006 | East Midlands
| Glass Moor | wind | 16 | 2006 | East Midlands
| Red House | wind | 12 | 2006 | East Midlands
| Red Tile | wind | 24 | 2007 | East Midlands
Fred Olsen | Crystal Rig Windfarm | wind | 63 | 2003 | Scotland
| Paul's Hill | wind | 64 | 2005 | Scotland
| Rothes | wind | 51 | 2004 | Scotland
| Crystal Rig II | wind | 138 | 2010 | Scotland
GDF Suez | Shotton | gas CHP | 210 | 2001 | Wales
| Teesside Power Station (17) | CCGT | 45 | 1992 | North East
| Scotia Wind | wind | 20 | 2010 | Scotland
Great Orton Windfarm Ltd (6) | Great Orton | wind | 4 | 1999 (7) | North West
HG Capital | Tyr Mostyn & Foel Goch | wind | 21 | 2005 | Wales
| Bagmoor | wind | 16 | 2009 | East Midlands
| Long Hill Road | wind | 2 | 2005 | East
| Solutia | wind | 5 | 2009 | Wales
| Workington (Eastman) | wind | 4 | 2005 | North West
| Greendykeside | wind | 4 | 2007 | Scotland
| Lochhead | wind | 6 | 2009 | Scotland
| Haverigg III | wind | 3 | 2005 | North West
| Dewley Cheese | wind | 2 | 2010 | North West
High Hedley Hope Wind Ltd (6) | High Hedley 1 | wind | 2 | 2001 | North East
| High Hedley 2 | wind | 5 | 2008 | North East
| Trimdon Grange | wind | 5 | 2008 | North East
| Langley Park | wind | 8 | 2008 | North East
| Broomhill | wind | 8 | 2008 | North East
Immingham CHP LLP | Immingham CHP | gas CHP | 1240 | 2004 | Yorkshire and
Infinis Windfarm (2) | Ardrossan | wind | 24 | 2004 | Scotland
| Ardrossan Extension | wind | 6 | 2008 | Scotland
| Dalswinton | wind | 30 | 2008 | Scotland
| Minsca | wind | 37 | 2008 | Scotland
| Slieve Divena | wind | 30 | 2009 | N Ireland
For footnotes see page 155
5.11 Power Stations in the United Kingdom
(operational at the end of May 2011)(1) (continued)
Company Name | Station Name | Fuel | Installed | Year of | Location
|  |  | Capacity | commission or | Scotland, Wales
|  |  | (MW) | year generation | Northern Ireland,
|  |  |  | began | or English region
Intergen | Coryton | CCGT | 800 | 2001 | East
| Rocksavage | CCGT | 810 | 1998 | North West
| Spalding | CCGT | 880 | 2004 | East Midlands
International Power / Mitsui | Indian Queens | gas oil/kerosene | 140 | 1996 | South West
| Dinorwig | pumped storage | 1728 | 1983 | Wales
| Ffestiniog | pumped storage | 360 | 1961 | Wales
| Rugeley | coal | 1006 | 1972 | West Midlands
| Rugeley GT | gas oil | 50 | 1972 | West Midlands
| Deeside | CCGT | 500 | 1994 | Wales
| Saltend | CCGT | 1200 | 2000 | Yorkshire and
Kirkheaton Wind Ltd (6) | Kirkheaton | wind | 1 | 2000 | North East
K/S Winscales (6) | Winscales 1 | wind | 2 | 1999 | North West
| Winscales 2 | wind | 7 | 2005 | North West
Llangwyryfon Windfarm Ltd (6) | Llangwyryfon | wind | 9 | 2003 | Wales
Magnox Ltd (10) | Oldbury | nuclear | 434 | 1967 | South West
| Wylfa | nuclear | 980 | 1971 | Wales
| Maentwrog | hydro | 28 | 1928 | Wales
Marchwood Power Limited (2) | Marchwood | gas | 842 | 2009 | South West
Peel Energy Ltd | Scout Moor | Wind | 65 | 2009 | North West
| Seaforth | Wind | 3 | 1999 | North West
| Port of Liverpool | Wind | 10 | 2008 | North West
Px Limited (11) | Fellside CHP | gas CHP | 180 | 1995 | North West
RES-Gen Ltd | Dyffryn Brodyn | wind | 6 | 1994 | Wales
| Four Burrows | wind | 5 | 1995 | South West
| Forss | wind | 2 | 2003 | Scotland
| Forss2 | wind | 5 | 2007 | Scotland
| Lendrum's Bridge | wind | 13 | 2000 | Northern Ireland
| Altahullion | wind | 26 | 2003 | Northern Ireland
| Altahullion2 | wind | 12 | 2007 | Northern Ireland
| Black Hill | wind | 29 | 2006 | Scotland
| Lough Hill | wind | 8 | 2007 | Northern Ireland
RGS Energy Ltd | Knapton | gas | 40 | 1994 | Yorkshire and
the Humber
RWE Npower Plc | Aberthaw B | coal | 1586 | 1971 | Wales
| Tilbury B | coal | 1063 | 1968 | East
| Didcot A | coal/gas | 1958 | 1972 | South East
| Aberthaw GT | gas oil | 51 | 1971 | Wales
| Cowes | gas oil | 140 | 1982 | South East
| Didcot GT | gas oil | 100 | 1972 | South East
| Fawley GT | gas oil | 68 | 1969 | South East
| Littlebrook GT | gas oil | 105 | 1982 | South East
| Tilbury GT | gas oil | 68 | 1968 | East
For footnotes see page 155
5.11 Power Stations in the United Kingdom
(operational at the end of May 2011)(1) (continued)
Company Name | Station Name | Fuel | Installed | Year of | Location
|  |  | Capacity | commission or | Scotland, Wales
|  |  | (MW) | year generation | Northern Ireland,
|  |  |  | began | or English region
| Little Barford GT | gas oil | 17 | 2006 | East
| Fawley | oil | 968 | 1969 | South East
| Littlebrook D | oil | 1370 | 1982 | South East
| Didcot B | CCGT | 1430 | 1998 | South East
| Great Yarmouth | CCGT | 420 | 2001 | East
| Little Barford | CCGT | 665 | 1995 | East
| Staythorpe C | CCGT | 1724 | 2010 | East Midlands
RWE Npower Renewables Ltd | Braevallich | hydro | 2 | 2005 | Scotland
(Part of RWE Npower) | Cwm Dyli | hydro | 10 | 2002 (7) | Wales
| Dolgarrog High Head | hydro | 17 | 2002 (7) | Wales
| Dolgarrog Low Head | hydro | 15 | 1926/2002 | Wales
| Garrogie | hydro | 2 | 2005 | Scotland
| Inverbain | hydro | 1 | 2006 | Scotland
| Kielder | hydro | 6 | 2006 (7) | North East
| River E | hydro | 3 | 2008 | Scotland
| Douglas Water | hydro | 3 | 2008 | Scotland
| Inverlael | hydro | 3 | 2009 | Scotland
| Carnoch | hydro | 1 | 2009 | Scotland
| Burgar Hill | wind | 5 | 2007 | Scotland
| Hameldon Hill | wind | 5 | 2007 | Northwest
| Bilbster | wind | 4 | 2008 | Scotland
| Hollies | wind | 3 | 2008 | East
| Knabs Ridge | wind | 16 | 2008 | North East
| Little Cheyne | wind | 60 | 2008 | South East
| Rhyl Flats | wind (offshore) | 90 | 2009 | Wales
| Lindhurst | wind | 9 | 2010 | East Midlands
| An Suidhe | wind | 19 | 2010 | Scotland
Scottish and Southern
Hydro Schemes:
Affric/Beauly | Mullardoch Tunnel | hydro | 2 | 1955 | Scotland
| Fasnakyle | hydro | 69 | 1951 | Scotland
| Fasnakyle Compensation Set | hydro | 8 | 2006 | Scotland
| Deanie | hydro | 38 | 1963 | Scotland
| Culligran | hydro | 17 | 1962 | Scotland
| Culligran Compensation Set | hydro | 2 | 1962 | Scotland
| Aigas | hydro | 20 | 1962 | Scotland
| Kilmorack | hydro | 20 | 1962 | Scotland
Breadalbane | Lubreoch | hydro | 4 | 1958 | Scotland
| Cashlie | hydro | 11 | 1959 | Scotland
| Lochay | hydro | 46 | 1958 | Scotland
| Lochay Compensation Set | hydro | 2 | 1959 | Scotland
| Finlarig | hydro | 17 | 1955 | Scotland
| Lednock | hydro | 3 | 1961 | Scotland
| St. Fillans | hydro | 17 | 1957 | Scotland
| Dalchonzie | hydro | 4 | 1958 | Scotland
Conon | Achanalt | hydro | 3 | 1956 | Scotland
| Grudie Bridge | hydro | 19 | 1950 | Scotland
| Mossford | hydro | 19 | 1957 | Scotland
| Luichart | hydro | 34 | 1954 | Scotland
| Orrin | hydro | 18 | 1959 | Scotland
| Torr Achilty | hydro | 15 | 1954 | Scotland
Foyers | Foyers | hydro/ | 300 | 1974 | Scotland
pumped storage
Great Glen | Foyers Falls | hydro | 5 | 1968 | Scotland
| Mucomir | hydro | 2 | 1962 | Scotland
| Ceannacroc | hydro | 20 | 1956 | Scotland
| Livishie | hydro | 15 | 1962 | Scotland
For footnotes see page 155
5.11 Power Stations in the United Kingdom
(operational at the end of May 2011)(1) (continued)
Company Name | Station Name | Fuel | Installed | Year of | Location
|  |  | Capacity | commission or | Scotland, Wales
|  |  | (MW) | year generation | Northern Ireland,
|  |  |  | began | or English region
| Glenmoriston | hydro | 37 | 1957 | Scotland
| Glendoe | hydro | 100 | 2008 | Scotland
| Quoich | hydro | 18 | 1955 | Scotland
| Invergarry | hydro | 20 | 1956 | Scotland
| Kingairloch | hydro | 4 | 2005 | Scotland
Shin | Cassley | hydro | 10 | 1959 | Scotland
| Lairg | hydro | 4 | 1959 | Scotland
| Shin | hydro | 19 | 1958 | Scotland
| Loch Dubh | hydro | 1 | 1954 | Scotland
Sloy/Awe | Sloy | hydro | 153 | 1950 | Scotland
| Sron Mor | hydro | 5 | 1957 | Scotland
| Clachan | hydro | 40 | 1955 | Scotland
| Allt-na-Lairige | hydro | 6 | 1956 | Scotland
| Nant | hydro | 15 | 1963 | Scotland
| Inverawe | hydro | 25 | 1963 | Scotland
| Kilmelfort | hydro | 2 | 1956 | Scotland
| Loch Gair | hydro | 6 | 1961 | Scotland
| Lussa | hydro | 2 | 1952 | Scotland
| Striven | hydro | 8 | 1951 | Scotland
Tummel | Gaur | hydro | 8 | 1953 | Scotland
| Cuaich | hydro | 3 | 1959 | Scotland
| Loch Ericht | hydro | 2 | 1962 | Scotland
| Rannoch | hydro | 44 | 1930 | Scotland
| Clunie | hydro | 61 | 1950 | Scotland
| Tummel | hydro | 34 | 1933 | Scotland
| Errochty | hydro | 75 | 1955 | Scotland
| Pitlochry | hydro | 15 | 1950 | Scotland
Wind | Artfield Fell | wind | 20 | 2005 | Scotland
| Bu | wind | 3 | 2002 | Scotland
| Hadyard Hill | wind | 120 | 2005 | Scotland
| Spurness | wind | 8 | 2004 | Scotland
| Tangy | wind | 19 | 2002 | Scotland
| Drumderg | wind | 37 | 2008 | Scotland
| Bessy Bell 1 | wind | 5 | 1995 | N Ireland
| Bessy Bell 2 | wind | 9 | 2008 | N Ireland
| Bin Mountain | wind | 9 | 2007 | N Ireland
| Tappaghan | wind | 29 | 2005 | N Ireland
| Carcant | wind | 7 | 2010 | Scotland
| Toddleburn | wind | 28 | 2010 | Scotland
| Griffin | wind | 9 | 2011 | Scotland
| Greater Gabbard (12) | wind (offshore) | 152 | 2011 | East
| Achany | wind | 38 | 2010 | Scotland
| Fairburn | wind | 40 | 2009 | Scotland
Small Hydros: | Chliostair | hydro | 1 | 1960 | Scotland
| Cuileig | hydro | 3 | 2002 | Scotland
| Kerry Falls | hydro | 1 | 1951 | Scotland
| Nostie Bridge | hydro | 1 | 1950 | Scotland
| Storr Lochs | hydro | 2 | 1952 | Scotland
Thermal: | Peterhead (13) | gas/oil | 1180 | 1980 | Scotland
| Fife Power Station | gas | 123 | 2000 | Scotland
For footnotes see page 155
5.11 Power Stations in the United Kingdom
(operational at the end of May 2011)(1) (continued)
Company Name | Station Name | Fuel | Installed | Year of | Location
|  |  | Capacity | commission or | Scotland, Wales
|  |  | (MW) | year generation | Northern Ireland,
|  |  |  | began | or English region
Thermal (continued) | Keadby | gas/oil | 749 | 1994 | Yorkshire and
the Humber
| Medway | CCGT | 688 | 1995 | South East
| Ferrybridge C | coal/biomass | 1960 | 1966 | Yorkshire and
the Humber
| Fiddler’s Ferry | coal/biomass | 1961 | 1971 | North West
| Ferrybridge GT | gas oil | 34 | 1966 | Yorkshire and
the Humber
| Fiddler’s Ferry GT | gas oil | 34 | 1969 | North West
| Uskmouth | coal/biomass | 363 | 2000 | Wales
| Slough | coal/biomass/ | 61 | 1918 | South East
gas/waste derived fuel
| Chickerell | gas/oil | 45 | 1998 | South West
| Burghfield | gas/oil | 47 | 1998 | South East
| Thatcham | light oil | 10 | 1994 | South East
| Five Oaks | light oil | 9 | 1995 | South East
| Chippenham | gas | 10 | 2002 | South West
| Wheldale | mines gas | 8 | 2002 | Yorkshire and
the Humber
Island Generation | Arnish | diesel | 10 | 2001 | Scotland
| Barra | diesel | 2 | 1990 | Scotland
| Bowmore | diesel | 6 | 1946 | Scotland
| Kirkwall | diesel | 16 | 1953 | Scotland
| Lerwick | diesel | 67 | 1953 | Scotland
| Loch Carnan, South Uist | diesel | 10 | 1971 | Scotland
| Stornoway | diesel | 19 | 1950 | Scotland
| Tiree | diesel | 3 | 1945 | Scotland
Scottish Power
Hydro schemes:
Galloway | Carsfad | hydro | 12 | 1936 | Scotland
| Drumjohn | hydro | 2 | 1985 | Scotland
| Earlstoun | hydro | 14 | 1936 | Scotland
| Glenlee | hydro | 24 | 1935 | Scotland
| Kendoon | hydro | 24 | 1936 | Scotland
| Tongland | hydro | 33 | 1935 | Scotland
Lanark | Bonnington | hydro | 11 | 1927 | Scotland
| Stonebyres | hydro | 6 | 1927 | Scotland
Cruachan | Cruachan | pumped storage | 440 | 1966 | Scotland
Thermal: | Cockenzie | coal | 1152 | 1967 | Scotland
| Longannet | coal | 2304 | 1970 | Scotland
| Damhead Creek | CCGT | 800 | 2000 | South East
| Pilkington - Greengate | gas | 10 | 1998 | North West
| Rye House | CCGT | 715 | 1993 | East
| Shoreham | CCGT | 400 | 2000 | South East
Wind:
| Arecleoch | wind | 120 | 2010 | Scotland
| Beinn an Tuirc | wind | 30 | 2001 | Scotland
| Beinn Tharsuinn | wind | 30 | 2007 | Scotland
| Black Law | wind | 124 | 2005 | Scotland
| Callagheen | wind | 17 | 2006 | Northern Ireland
| Carland Cross | wind | 6 | 1992 | South West
| Clachan Flats | wind | 15 | 2009 | Scotland
| Coal Clough | wind | 10 | 1992 | North West
| Coldham | wind | 16 | 2006 | East
| Corkey | wind | 5 | 1994 | Northern Ireland
For footnotes see page 155
5.11 Power Stations in the United Kingdom
(operational at the end of May 2011)(1) (continued)
Station type |  | Fuel | Capacity
(MW)
| Cruach Mhor | wind | 30 | 2004 | Scotland
| Dun Law | wind | 17 | 2000 | Scotland
| Dun Law II | wind | 30 | 2009 | Scotland
| Elliots Hill | wind | 5 | 1995 | Northern Ireland
| Greenknowes | wind | 27 | 2008 | Scotland
| Hagshaw Hill | wind | 16 | 1995 | Scotland
| Hagshaw Hill II | wind | 26 | 2009 | Scotland
| Hare Hill | wind | 13 | 2000 | Scotland
| Mark Hill | wind | 56 | 2011 | Scotland
| Penryddian & Llidiartywaun | wind | 31 | 1992 | Wales
| Rigged Hill | wind | 5 | 1994 | Northern Ireland
| Wether Hill | wind | 18 | 2007 | Scotland
| Whitelee | wind | 322 | 2007 | Scotland
| Wolf Bog | wind | 10 | 2008 | Northern Ireland
Seabank Power Limited (2) | Seabank 1 | CCGT | 812 | 1998 | South West
| Seabank 2 | CCGT | 410 | 2000 | South West
Sembcorp Utilities (UK) Ltd | Wilton Power Station | Gas/Coal/Oil | 280 | 1952 | North East
| Wilton GT2 | Gas | 42 | 2005 | North East
| Wilton 10 | Biomass | 38 | 2007 | North East
South East London
Combined Heat & Power Ltd | SELCHP ERF | waste | 32 | 1994 | London
Statkraft Energy Ltd | Rheidol | hydro | 49 | 1961 | Wales
| Alltwalis | wind | 23 | 2009 | Wales
Talisman Energy | Beatrice (2) | wind (offshore) | 10 | 2007 | Scotland
Vattenfall Wind Power | Kentish Flats | wind (offshore) | 90 | 2005 | South East
| Thanet | wind (offshore) | 300 | 2010 | South East
| Edinbane | Wind (onshore) | 41 | 2010 | Scotland
Yorkshire Windpower Ltd (14) | Ovenden Moor | wind | 9 | 1993 | Yorkshire and
the Humber
| Royd Moor | wind | 7 | 1993 | Yorkshire and
the Humber
Total |  |  | 84986
Other power stations(15)
Renewable sources |  | wind | 942
and combustible wastes |  | landfill gas | 1024.6
|  | sewage gas | 189.2
|  | hydro | 227.3
|  | Biomass and waste | 844
CHP schemes listed in Table 5.12 |  | various fuels | 2080
CHP schemes other than major power producers and |  | mainly gas | 2118.9
renewables and those listed in Table 5.12
Other autogenerators |  | various fuels | 448
For footnotes see page 155
5.11 Power Stations in the United Kingdom
(operational at the end of May 2011)(1) (continued)
Interconnectors
Capacity
(MW)
England - France |  |  | 2000
England - Netherlands (16) |  |  | 1000
Scotland - Northern Ireland |  |  | 500
Northern Ireland - Irish Republic |  |  | 600
Footnotes
(1) This list covers stations of more than 1 MW capacity, but excludes some renewables stations of over 1 MW which are
included in the sub table on page 154.
(2) Joint venture with Scottish and Southern Energy
(3) Managed by RWE
(4) Joint venture between E.On and SSE, but operated by SSE
(5) Now owned by EDF
(6) Managed by EDF Energy Renewables Ltd
(7) Recommissioning dates.
(8) Co-owned with Centrica
(9) Animal Waste Derived Fuel, i.e. meat and bone meal, poultry litter, feathers and small quantities of other material such as wood
chips
(10) Owned by NDA but operated by Magnox Ltd
(11) Owned by NDA but operated by Px Limited
(12) Joint venture between Greater Gabbard Offshore Wind Ltd and SSE, operated by SSE
(13) Total capacity is 1,840 MW but because of transmission constraints only 1,180 MW can be used at any one time.
(14) Owned by E.On and EPR
(15) As at end December 2010.
(16) Offically opened 1st April 2011
(17) On 1 April 2011 GDF Suez ceased operations of the CCGT element of the plant leaving the Open Cycle gas turbine as the only available machine, reducung the capacity to 45MW

## DUKES 2010
5.11 Power Stations in the United Kingdom
(operational at the end of May 2010)(1)
Company Name | Station Name | Fuel | Installed | Year of | Location
|  |  | Capacity | commission or | Scotland, Wales
|  |  | (MW) | year generation | Northern Ireland,
|  |  |  | began | or English region
AES | Kilroot | coal/oil | 662 | 1981 | Northern Ireland
Baglan Generation Ltd | Baglan Bay | gas turbine | 575 | 2002 | Wales
Barking Power (2) | Barking | CCGT | 1000 | 1994 | London
Beaufort Wind Ltd (3) | Bears Down | wind | 10 | 2001 | South West
| Bein Ghlas | wind | 8 | 1999 | Scotland
| Bryn Titli | wind | 10 | 1994 | Wales
| Carno | wind | 34 | 1996 | Wales
| Causeymire | wind | 48 | 2004 | Scotland
| Kirkby Moor | wind | 5 | 1993 | North West
| Lambrigg | wind | 7 | 2000 | North West
| Llyn Alaw | wind | 20 | 1997 | Wales
| Mynydd Gorddu | wind | 10 | 1996 | Wales
| Novar | wind | 17 | 1997 | Scotland
| Taff Ely | wind | 9 | 1993 | Wales
| Tow Law | wind | 2 | 2001 | North East
| Trysglwyn | wind | 6 | 1996 | Wales
| Windy Standard | wind | 22 | 1996 | Scotland
| North Hoyle | wind (offshore) | 60 | 2003 | Wales
| Farr | wind | 92 | 2006 | Scotland
| Ffynnon Oer | wind | 32 | 2006 | Wales
Braes of Doune Windfarm (12) | Braes of Doune | wind | 72 | 2007 | Scotland
British Energy (11) | Dungeness B | nuclear | 1040 | 1983 | South East
| Hartlepool | nuclear | 1190 | 1984 | North East
| Heysham1 | nuclear | 1160 | 1984 | North West
| Heysham 2 | nuclear | 1230 | 1988 | North West
| Hinkley Point B | nuclear | 860 | 1976 | South West
| Sizewell B | nuclear | 1188 | 1995 | East
| Hunterston B | nuclear | 860 | 1976 | Scotland
| Torness | nuclear | 1205 | 1988 | Scotland
Cemmaes Windfarm Ltd (5) | Cemmaes | wind | 15 | 2002 (6) | Wales
Centrica | Barry | CCGT | 230 | 1998 | Wales
| Glanford Brigg | CCGT | 260 | 1993 | Yorkshire and
| Killingholme | CCGT | 665 | 1994 | the Humber
| Kings Lynn | CCGT | 340 | 1996 | East
| Peterborough | CCGT | 405 | 1993 | East
| Roosecote | CCGT | 229 | 1991 | North West
| South Humber Bank | CCGT | 1285 | 1996 | Yorkshire and
the Humber
| Langage | CCGT | 905 | 2010 | South West
| Glens of Foudland | wind | 26 | 2005 | Scotland
| Barrow Offshore Windfarm | wind (offshore) | 90 | 2006 | North West
| Lynn Wind Farm | wind (offshore) | 97 | 2009 | East Midlands
| Inner Dowsing Wind Farm | wind (offshore) | 97 | 2009 | East Midlands
Citigen (London) UK Ltd | Charterhouse St, London | gas/gas oil CHP | 31 | 1995 | London
Cold Northcott Windfarm Ltd (5) | Cold Northcott | wind | 7 | 1993 | South West
Coolkeeragh ESB Ltd | Coolkeeragh | CCGT | 408 | 2005 | Northern Ireland
Corby Power Ltd | Corby | CCGT | 401 | 1993 | East Midlands
For footnotes see page 150
5.11 Power Stations in the United Kingdom
(operational at the end of May 2010)(1) (continued)
Company Name | Station Name | Fuel | Installed | Year of | Location
|  |  | Capacity | commission or | Scotland, Wales
|  |  | (MW) | year generation | Northern Ireland,
|  |  |  | began | or English region
Coryton Energy Company Ltd | Coryton | CCGT | 800 | 2001 | East
Derwent Cogeneration (2) | Derwent | gas CHP | 214 | 1994 | East Midlands
Dong Energy | Burbo Bank | Wind | 90 | 2009 | North West
| Gunfleet Sands 1 | Wind | 108 | 2010 | South East
| Gunfleet Sands 2 | Wind | 65 | 2010 | South East
Drax Power Ltd | Drax | coal | 3870 | 1974 | Yorkshire and
| Drax GT | gas oil | 75 | 1971 | the Humber
EDF Energy | Sutton Bridge | CCGT | 800 | 1999 | East
| Cottam | coal | 2008 | 1969 | East Midlands
| West Burton | coal | 2012 | 1967 | East Midlands
| West Burton GT | gas oil | 40 | 1967 | East Midlands
| Thames Valley Power | Gas/Gas oil CHP | 15 | 1995 | London
| London Heat & Power Company | gas CHP | 9 | 2000 | London
(Imperial College)
| Barkantine Heat & Power Company | Gas CHP | 1 | 2000 | London
| Aberdare District Energy | gas | 10 | 2002 | Wales
| Bridgewater District Energy | gas | 10 | 2000 | South West
| Sevington District Energy | gas | 10 | 2000 | South East
| Solutia District Energy | gas | 10 | 2000 | Wales
EDF Energy Renewables | Bicker Fen | wind | 26 | 2008 | East Midlands
| Walkaway | wind | 14 | 2008 | North East
| Longpark | wind | 38 | 2009 | Scotland
Eggborough Power Ltd | Eggborough | coal | 1960 | 1967 | Yorkshire and
the Humber
EPR Ely Limited | Elean | straw/gas | 38 | 2001 | East
EPR Glanford Ltd | Glanford | meat & bone | 13 | 1993 | East
meal
EPR Eye Ltd | Eye, Suffolk | AWDF (7) | 13 | 1992 | East
EPR Thetford Ltd | Thetford | poultry litter | 39 | 1998 | East
EPR Scotland Ltd | Westfield | poultry litter | 12 | 2000 | Scotland
E.On UK | Kingsnorth | coal/oil | 1940 | 1970 | South East
| Ironbridge | coal | 970 | 1970 | West Midlands
| Ratcliffe | coal | 2000 | 1968 | East Midlands
| Grain | oil | 1300 | 1979 | South East
| Grain GT | gas oil | 55 | 1978 | South East
| Kingsnorth GT | gas oil | 34 | 1967 | South East
| Ratcliffe GT | gas oil | 34 | 1966 | East Midlands
| Taylor's Lane GT | gas oil | 132 | 1979 | London
| Connahs Quay | CCGT | 1380 | 1996 | Wales
| Cottam Development Centre | CCGT | 400 | 1999 | East Midlands
| Enfield | CCGT | 392 | 1999 | London
| Killingholme | CCGT | 900 | 1993 | Yorkshire and
the Humber
| Sandbach | CCGT | 56 | 1999 | North West
| Castleford | CCGT | 56 | 2002 | Yorkshire and
the Humber
| Thornhill | CCGT | 50 | 1998 | Yorkshire and
the Humber
| Steven's Croft | biomass | 44 | 2007 | Scotland
| Askam | wind | 5 | 1999 | North West
For footnotes see page 150
5.11 Power Stations in the United Kingdom
(operational at the end of May 2010)(1) (continued)
Company Name | Station Name | Fuel | Installed | Year of | Location
|  |  | Capacity | commission or | Scotland, Wales
|  |  | (MW) | year generation | Northern Ireland,
|  |  |  | began | or English region
| Blood Hill | wind | 2 | 1992 | East
| Bowbeat | wind | 31 | 2002 | Scotland
| Deucheran Hill | wind | 16 | 2001 | Scotland
| Hare Hill | wind | 5 | 2004 | North East
| High Volts | wind | 8 | 2004 | North East
| Holmside | wind | 5 | 2004 | North East
| Lowca | wind | 5 | 2000 | North West
| Oldside | wind | 5 | 1996 | North West
| Out Newton | wind | 9 | 2002 | Yorkshire and
| Rheidol | wind | 2 | 1997 | Wales
| Scroby Sands | wind (offshore) | 60 | 2004 | East
| Siddick | wind | 4 | 1996 | North West
| St Breock | wind | 5 | 1994 | South West
| Stags Holt | wind | 18 | 2007 | East
| Rhyd-y-Groes | wind | 7 | 1992 | Wales
| Blyth Offshore | wind (offshore) | 4 | 2000 | North East
| Robin Rigg | wind (offshore) | 180 | 2010 | North West
| Great Eppleton | wind | 8 | 2010 | North East
Fenland Windfarms Ltd (5) | Deeping | wind | 16 | 2006 | East Midlands
| Glass Moor | wind | 16 | 2006 | East Midlands
| Red House | wind | 12 | 2006 | East Midlands
| Red Tile | wind | 24 | 2007 | East Midlands
Fred Olsen | Crystal Rig Windfarm | wind | 63 | 2003 | Scotland
| Paul's Hill | wind | 64 | 2005 | Scotland
| Rothes | wind | 51 | 2004 | Scotland
| Crystal Rig II | wind | 138 | 2010 | Scotland
GDF Suez | Shotton | gas CHP | 180 | 2001 | Wales
| Teesside Power Station | CCGT | 1875 | 1992 | North East
| Scotia Wind | wind | 20 | 2010 | Scotland
Great Orton Windfarm Ltd (5) | Great Orton | wind | 4 | 1999 (6) | North West
HG Capital | Tyr Mostyn & Foel Goch | wind | 21 | 2005 | Wales
High Hedley Hope Wind Ltd (5) | High Hedley 1 | wind | 2 | 2001 | North East
| High Hedley 2 | wind | 5 | 2008 | North East
| Trimdon Grange | wind | 5 | 2008 | North East
| Langley Park | wind | 8 | 2008 | North East
| Broomhill | wind | 8 | 2008 | North East
Infinis Windfarm (2) | Infinis | wind | 24 | 2004 | Scotland
Infinis Windfarm (2) | Infinis Extension | wind | 6 | 2008 | Scotland
Immingham CHP LLP | Immingham CHP | gas CHP | 1240 | 2004 | Yorkshire and
the Humber
International Power / Mitsui | Indian Queens | gas oil/kerosene | 140 | 1996 | South West
| Dinorwig | pumped storage | 1728 | 1983 | Wales
| Ffestiniog | pumped storage | 360 | 1961 | Wales
| Rugeley | coal | 1006 | 1972 | West Midlands
| Rugeley GT | gas oil | 50 | 1972 | West Midlands
| Deeside | CCGT | 500 | 1994 | Wales
| Saltend | CCGT | 1200 | 2000 | Yorkshire and
the Humber
Kirkheaton Wind Ltd (5) | Kirkheaton | wind | 1 | 2000 | North East
K/S Winscales (5) | Winscales 1 | wind | 2 | 1999 | North West
For footnotes see page 150
5.11 Power Stations in the United Kingdom
(operational at the end of May 2010)(1) (continued)
Company Name | Station Name | Fuel | Installed | Year of | Location
|  |  | Capacity | commission or | Scotland, Wales
|  |  | (MW) | year generation | Northern Ireland,
|  |  |  | began | or English region
| Winscales 2 | wind | 7 | 2005 | North West
Llangwyryfon Windfarm Ltd (5) | Llangwyryfon | wind | 9 | 2003 | Wales
Magnox North Ltd (4) | Oldbury | nuclear | 434 | 1967 | South West
| Wylfa | nuclear | 980 | 1971 | Wales
| Maentwrog | hydro | 28 | 1928 | Wales
Marchwood Power Limited (2) | Marchwood | gas | 842 | 2009 | South West
Premier Power Ltd | Ballylumford B | gas/oil | 540 | 1968 | Northern Ireland
| Ballylumford C | CCGT | 616 | 2003 | Northern Ireland
Px Limited (10) | Fellside CHP | gas CHP | 180 | 1995 | North West
RES-Gen Ltd | Dyffryn Brodyn | wind | 6 | 1994 | Wales
| Four Burrows | wind | 5 | 1995 | South West
| Forss | wind | 2 | 2003 | Scotland
| Forss2 | wind | 5 | 2007 | Scotland
| Lendrum's Bridge | wind | 13 | 2000 | Northern Ireland
| Altahullion | wind | 26 | 2003 | Northern Ireland
| Altahullion2 | wind | 12 | 2007 | Northern Ireland
| Black Hill | wind | 29 | 2006 | Scotland
| Lough Hill | wind | 8 | 2007 | Northern Ireland
| Gruig | wind | 25 | 2009 | Northern Ireland
RGS Energy Ltd | Knapton | gas | 40 | 1994 | Yorkshire and
the Humber
Rocksavage Power Co. Ltd | Rocksavage | CCGT | 810 | 1998 | North West
RWE Npower Plc | Aberthaw B | coal | 1586 | 1971 | Wales
| Tilbury B | coal | 1063 | 1968 | East
| Didcot A | coal/gas | 1958 | 1972 | South East
| Aberthaw GT | gas oil | 51 | 1971 | Wales
| Cowes | gas oil | 140 | 1982 | South East
| Didcot GT | gas oil | 100 | 1972 | South East
| Fawley GT | gas oil | 68 | 1969 | South East
| Littlebrook GT | gas oil | 105 | 1982 | South East
| Tilbury GT | gas oil | 68 | 1968 | East
| Little Barford GT | gas oil | 17 | 2006 | East
| Fawley | oil | 968 | 1969 | South East
| Littlebrook D | oil | 1370 | 1982 | South East
| Didcot B | CCGT | 1430 | 1998 | South East
| Great Yarmouth | CCGT | 420 | 2001 | East
| Little Barford | CCGT | 665 | 1995 | East
Npower Renewables Ltd | Braevallich | hydro | 2 | 2005 | Scotland
(Part of RWE Npower) | Cwm Dyli | hydro | 10 | 2002 (6) | Wales
| Dolgarrog High Head | hydro | 17 | 2002 (6) | Wales
| Dolgarrog Low Head | hydro | 15 | 1926/2002 | Wales
| Garrogie | hydro | 2 | 2005 | Scotland
| Inverbain | hydro | 1 | 2006 | Scotland
| Kielder | hydro | 6 | 2006 (6) | North East
| River E | hydro | 3 | 2008 | Scotland
| Douglas Water | hydro | 3 | 2008 | Scotland
| Inverlael | hydro | 3 | 2009 | Scotland
| Carnoch | hydro | 1 | 2009 | Scotland
| Burgar Hill | wind | 5 | 2007 | Scotland
For footnotes see page 150
5.11 Power Stations in the United Kingdom
(operational at the end of May 2010)(1) (continued)
Company Name | Station Name | Fuel | Installed | Year of | Location
|  |  | Capacity | commission or | Scotland, Wales
|  |  | (MW) | year generation | Northern Ireland,
|  |  |  | began | or English region
| Hameldon Hill | wind | 5 | 2007 | Northwest
| Bilbster | wind | 4 | 2008 | Scotland
| Hollies | wind | 3 | 2008 | East
| Knabs Ridge | wind | 16 | 2008 | North East
| Little Cheyne | wind | 60 | 2008 | South East
| Rhyl Flats | wind (offshore) | 90 | 2009 | Wales
Scottish and Southern
Hydro Schemes:
Affric/Beauly | Mullardoch Tunnel | hydro | 2 | 1955 | Scotland
| Fasnakyle | hydro | 69 | 1951 | Scotland
| Fasnakyle Compensation Set | hydro | 8 | 2006 | Scotland
| Deanie | hydro | 38 | 1963 | Scotland
| Culligran | hydro | 17 | 1962 | Scotland
| Culligran Compensation Set | hydro | 2 | 1962 | Scotland
| Aigas | hydro | 20 | 1962 | Scotland
| Kilmorack | hydro | 20 | 1962 | Scotland
Breadalbane | Lubreoch | hydro | 4 | 1958 | Scotland
| Cashlie | hydro | 11 | 1959 | Scotland
| Lochay | hydro | 46 | 1958 | Scotland
| Lochay Compensation Set | hydro | 2 | 1959 | Scotland
| Finlarig | hydro | 17 | 1955 | Scotland
| Lednock | hydro | 3 | 1961 | Scotland
| St. Fillans | hydro | 17 | 1957 | Scotland
| Dalchonzie | hydro | 4 | 1958 | Scotland
Conon | Achanalt | hydro | 3 | 1956 | Scotland
| Grudie Bridge | hydro | 19 | 1950 | Scotland
| Mossford | hydro | 19 | 1957 | Scotland
| Luichart | hydro | 34 | 1954 | Scotland
| Orrin | hydro | 18 | 1959 | Scotland
| Torr Achilty | hydro | 15 | 1954 | Scotland
Foyers | Foyers | hydro/ | 300 | 1974 | Scotland
pumped storage
Great Glen | Foyers Falls | hydro | 5 | 1968 | Scotland
| Mucomir | hydro | 2 | 1962 | Scotland
| Ceannacroc | hydro | 20 | 1956 | Scotland
| Livishie | hydro | 17 | 1962 | Scotland
| Glenmoriston | hydro | 37 | 1957 | Scotland
| Glendoe | hydro | 100 | 2008 | Scotland
| Quoich | hydro | 18 | 1955 | Scotland
| Invergarry | hydro | 20 | 1956 | Scotland
| Kingairloch | hydro | 3 | 2005 | Scotland
Shin | Cassley | hydro | 10 | 1959 | Scotland
| Lairg | hydro | 4 | 1959 | Scotland
| Shin | hydro | 19 | 1958 | Scotland
| Loch Dubh | hydro | 1 | 1954 | Scotland
Sloy/Awe | Sloy | hydro | 153 | 1950 | Scotland
| Sron Mor | hydro | 5 | 1957 | Scotland
| Clachan | hydro | 40 | 1955 | Scotland
| Allt-na-Lairige | hydro | 6 | 1956 | Scotland
| Nant | hydro | 15 | 1963 | Scotland
| Inverawe | hydro | 25 | 1963 | Scotland
| Kilmelfort | hydro | 2 | 1956 | Scotland
| Loch Gair | hydro | 6 | 1961 | Scotland
| Lussa | hydro | 3 | 1952 | Scotland
| Striven | hydro | 8 | 1951 | Scotland
For footnotes see page 150
5.11 Power Stations in the United Kingdom
(operational at the end of May 2010)(1) (continued)
Company Name | Station Name | Fuel | Installed | Year of | Location
|  |  | Capacity | commission or | Scotland, Wales
|  |  | (MW) | year generation | Northern Ireland,
|  |  |  | began | or English region
Tummel | Gaur | hydro | 8 | 1953 | Scotland
| Cuaich | hydro | 3 | 1959 | Scotland
| Loch Ericht | hydro | 2 | 1962 | Scotland
| Rannoch | hydro | 45 | 1930 | Scotland
| Clunie | hydro | 61 | 1950 | Scotland
| Tummel | hydro | 34 | 1933 | Scotland
| Errochty | hydro | 75 | 1955 | Scotland
| Pitlochry | hydro | 15 | 1950 | Scotland
Wind | Artfield Fell | wind | 20 | 2005 | Scotland
| Bu | wind | 3 | 2002 | Scotland
| Hadyard Hill | wind | 120 | 2005 | Scotland
| Spurness | wind | 8 | 2004 | Scotland
| Tangy | wind | 19 | 2002 | Scotland
| Dalswinton | wind | 30 | 2008 | Scotland
| Drumderg | wind | 32 | 2008 | Scotland
| Minsca | wind | 37 | 2008 | Scotland
| Bessy Bell | wind | 9 | 2008 | N Ireland
| Bin Mountain | wind | 9 | 2007 | N Ireland
| Slieve Divena | wind | 30 | 2009 | N Ireland
| Tappaghan | wind | 29 | 2005 | N Ireland
Small Hydros: | Chliostair | hydro | 1 | 1960 | Scotland
| Cuileig | hydro | 3 | 2002 | Scotland
| Kerry Falls | hydro | 1 | 1951 | Scotland
| Nostie Bridge | hydro | 1 | 1950 | Scotland
| Storr Lochs | hydro | 2 | 1952 | Scotland
Thermal: | Peterhead (8) | gas/oil | 1180 | 1980 | Scotland
| Fife Power Station | gas | 123 | 2000 | Scotland
| Keadby | gas/oil | 749 | 1994 | Yorkshire and
the Humber
| Medway | CCGT | 688 | 1995 | South East
| Ferrybridge C | coal/biomass | 1960 | 1966 | Yorkshire and
the Humber
| Fiddler’s Ferry | coal/biomass | 1980 | 1971 | North West
| Ferrybridge GT | gas oil | 34 | 1966 | Yorkshire and
the Humber
| Fiddler’s Ferry GT | gas oil | 34 | 1969 | North West
| Uskmouth | coal/biomass | 363 | 2000 | Wales
Thermal (continued)
| Chickerell | gas/oil | 45 | 1998 | South West
| Burghfield | gas/oil | 47 | 1998 | South East
| Thatcham | light oil | 10 | 1994 | South East
| Five Oaks | light oil | 9 | 1995 | South East
| Chippenham | gas | 10 | 2002 | South West
| Wheldale | mines gas | 10 | 2002 | Yorkshire and
the Humber
Island Generation | Arnish | diesel | 3 | 2001 | Scotland
| Barra | diesel | 2 | 1990 | Scotland
| Bowmore | diesel | 6 | 1946 | Scotland
| Kirkwall | diesel | 16 | 1953 | Scotland
| Lerwick | diesel | 65 | 1953 | Scotland
| Loch Carnan, South Uist | diesel | 10 | 1971 | Scotland
| Stornoway | diesel | 24 | 1950 | Scotland
| Tiree | diesel | 3 | 1945 | Scotland
For footnotes see page 150
5.11 Power Stations in the United Kingdom
(operational at the end of May 2010)(1) (continued)
Company Name | Station Name | Fuel | Installed | Year of | Location
|  |  | Capacity | commission or | Scotland, Wales
|  |  | (MW) | year generation | Northern Ireland,
|  |  |  | began | or English region
Scottish Power
Hydro schemes:
Galloway | Carsfad | hydro | 12 | 1936 | Scotland
| Drumjohn | hydro | 2 | 1985 | Scotland
| Earlstoun | hydro | 14 | 1936 | Scotland
| Glenlee | hydro | 24 | 1935 | Scotland
| Kendoon | hydro | 24 | 1936 | Scotland
| Tongland | hydro | 33 | 1935 | Scotland
Lanark | Bonnington | hydro | 11 | 1927 | Scotland
| Stonebyres | hydro | 6 | 1927 | Scotland
Cruachan | Cruachan | pumped storage | 440 | 1966 | Scotland
Thermal: | Cockenzie | coal | 1152 | 1967 | Scotland
| Longannet | coal | 2304 | 1970 | Scotland
| Damhead Creek | CCGT | 800 | 2000 | South East
| Pilkington - Greengate | gas | 10 | 1998 | North West
| Ravenhead | gas | 9 | 1999 | North West
| Rye House | CCGT | 715 | 1993 | East
| Shoreham | CCGT | 400 | 2000 | South East
Wind: | Barnesmore | wind | 15 | 1997 | Northern Ireland
| Beinn an Tuirc | wind | 30 | 2001 | Scotland
| Beinn Tharsuinn | wind | 30 | 2007 | Scotland
| Black Law | wind | 124 | 2005 | Scotland
| Callagheen | wind | 17 | 2006 | Northern Ireland
| Carland Cross | wind | 6 | 1992 | South West
| Clachan Flats | wind | 15 | 2009 | Scotland
| Coal Clough | wind | 10 | 1992 | North West
| Coldham | wind | 16 | 2006 | East
| Corkey | wind | 5 | 1994 | Northern Ireland
| Cruach Mhor | wind | 30 | 2004 | Scotland
| Dun Law | wind | 17 | 2000 | Scotland
| Dun Law II | wind | 30 | 2009 | Scotland
| Elliots Hill | wind | 5 | 1995 | Northern Ireland
| Greenknowes | wind | 27 | 2008 | Scotland
| Hagshaw Hill | wind | 16 | 1995 | Scotland
| Hagshaw Hill II | wind | 26 | 2009 | Scotland
| Hare Hill | wind | 13 | 2000 | Scotland
| Penryddian & Llidiartywaun | wind | 31 | 1992 | Wales
| Rigged Hill | wind | 5 | 1994 | Northern Ireland
| Wether Hill | wind | 18 | 2007 | Scotland
| Whitelee | wind | 322 | 2007 | Scotland
| Wolf Bog | wind | 10 | 2008 | Northern Ireland
Seabank Power Limited | Seabank 1 | CCGT | 812 | 1998 | South West
| Seabank 2 | CCGT | 410 | 2000 | South West
Sembcorp Utilities (UK) Ltd | Wilton Power Station | Gas/Coal/Oil | 280 | 1952 | North East
| Wilton GT2 | Gas | 42 | 2005 | North East
| Wilton 10 | Biomass | 38 | 2007 | North East
South East London
Combined Heat & Power Ltd | SELCHP ERF | waste | 32 | 1994 | London
Spalding Energy Company Ltd | Spalding | CCGT | 880 | 2004 | East Midlands
For footnotes see page 150
5.11 Power Stations in the United Kingdom
(operational at the end of May 2010)(1) (continued)
Station type |  | Fuel | Capacity
(MW)
Statkraft Energy Ltd | Rheidol | hydro | 49 | 1961 | Wales
| Alltwalis | wind | 23 | 2009 | Wales
Talisman Energy | Beatrice (2) | wind (offshore) | 10 | 2007 | Scotland
Vattenfall Wind Power | Kentish Flats | wind (offshore) | 90 | 2005 | South East
Western Power Generation | Lynton | gas oil | 2 | 1961 | South West
| Roseland | kerosene | 5 | 1963 | South West
| St Marys | gas oil | 6 | 1958 | South West
Yorkshire Windpower Ltd (13) | Ovenden Moor | wind | 9 | 1993 | Yorkshire and
the Humber
| Royd Moor | wind | 7 | 1993 | Yorkshire and
the Humber
Total |  |  | 81632
Other power stations(9)
Renewable sources |  | wind | 785
and combustible wastes |  | landfill gas | 985
|  | sewage gas | 158
|  | hydro | 221
|  | waste | 360
|  | other | 268
CHP schemes listed in Table 5.12 |  | various fuels | 2268
CHP schemes other than major power producers and |  | mainly gas | 1804
renewables and those listed in Table 5.12
Other autogenerators |  | various fuels | 491
Interconnectors
Capacity
(MW)
England - France |  |  | 2000
Scotland - Northern Ireland |  |  | 500
Northern Ireland - Irish Republic |  |  | 600
Footnotes
(1) This list covers stations of more than 1 MW capacity, but excludes some renewables stations of over 1 MW which are
included in the sub table on page 152.
(2) Joint venture with Scottish and Southern Energy
(3) Managed by RWE
(4) Owned by NDA but operated by Magnox North Ltd
(5) Managed by EDF Energy Renewables Ltd
(6) Recommissioning dates.
(7) Animal Waste Derived Fuel, i.e. meat and bone meal, poultry litter, feathers and small quantities of other material such as wood
chips
(8) Total capacity is 1,840 MW but because of transmission constraints only 1,180 MW can be used at any one time.
(9) As at end December 2009.
(10) Owned by NDA but operated by Px Limited
(11) Now owned by EDF
(12) Joint venture between E.On and SSE
(13) Owned by E.On and EPR

## DUKES 2009
5.11 Power Stations in the United Kingdom
(operational at the end of May 2009)(1)
Company Name | Station Name | Fuel | Installed | Year of | Location
|  |  | Capacity | commission or | Scotland, Wales
|  |  | (MW) | year generation | Northern Ireland,
|  |  |  | began | or English region
AES | Kilroot | coal/oil | 600 | 1981 | Northern Ireland
Ardrossan Windfarm (2) | Ardrossan | wind | 24 | 2004 | Scotland
Ardrossan Windfarm (2) | Ardrossan Extension | wind | 6 | 2008 | Scotland
Baglan Generation Ltd | Baglan Bay | gas turbine | 575 | 2002 | Wales
Barking Power | Barking | CCGT | 1000 | 1994 | London
Beaufort Wind Ltd (3) | Bears Down | wind | 10 | 2001 | South West
| Bein Ghlas | wind | 8 | 1999 | Scotland
| Bryn Titli | wind | 10 | 1994 | Wales
| Carno | wind | 34 | 1996 | Wales
| Causeymire | wind | 48 | 2004 | Scotland
| Kirkby Moor | wind | 5 | 1993 | North West
| Lambrigg | wind | 7 | 2000 | North West
| Llyn Alaw | wind | 20 | 1997 | Wales
| Mynydd Gorddu | wind | 10 | 1996 | Wales
| Novar | wind | 17 | 1997 | Scotland
| Taff Ely | wind | 9 | 1993 | Wales
| Tow Law | wind | 2 | 2001 | North East
| Trysglwyn | wind | 6 | 1996 | Wales
| Windy Standard | wind | 22 | 1996 | Scotland
| North Hoyle | wind (offshore) | 60 | 2003 | Wales
| Farr | wind | 92 | 2006 | Scotland
| Ffynnon Oer | wind | 32 | 2006 | Wales
Bicker Fen Windfarm Ltd | Bicker Fen | wind | 26 | 2008 | East Midlands
Braes of Doune Windfarm (2) | Braes of Doune | wind | 72 | 2006 | Scotland
British Energy | Dungeness B | nuclear | 1040 | 1983 | South East
| Hartlepool | nuclear | 1190 | 1984 | North East
| Heysham1 | nuclear | 1160 | 1984 | North West
| Heysham 2 | nuclear | 1240 | 1988 | North West
| Hinkley Point B | nuclear | 840 | 1976 | South West
| Sizewell B | nuclear | 1188 | 1995 | East
| Hunterston B | nuclear | 860 | 1976 | Scotland
| Torness | nuclear | 1205 | 1988 | Scotland
| Eggborough | coal | 1960 | 1967 | Yorkshire and
the Humber
| Aberdare District Energy | gas | 10 | 2002 | Wales
| Bridgewater District Energy | gas | 10 | 2000 | South West
| Sevington District Energy | gas | 10 | 2000 | South East
| Solutia District Energy | gas | 10 | 2000 | Wales
Cemmaes Windfarm Ltd (5) | Cemmaes | wind | 15 | 2002 (6) | Wales
Centrica | Barry | CCGT | 230 | 1998 | Wales
| Glanford Brigg | CCGT | 260 | 1993 | Yorkshire and
| Killingholme | CCGT | 665 | 1994 | the Humber
| Kings Lynn | CCGT | 340 | 1996 | East
| Peterborough | CCGT | 405 | 1993 | East
| Roosecote | CCGT | 229 | 1991 | North West
| South Humber Bank | CCGT | 1285 | 1996 | Yorkshire and
the Humber
| Glens of Foudland | wind | 26 | 2005 | Scotland
| Barrow Offshore Windfarm | wind (offshore) | 90 | 2006 | North West
For footnotes see page 152
5.11 Power Stations in the United Kingdom
(operational at the end of May 2009)(1) (continued)
Company Name | Station Name | Fuel | Installed | Year of | Location
|  |  | Capacity | commission or | Scotland, Wales
|  |  | (MW) | year generation | Northern Ireland,
|  |  |  | began | or English region
Citigen (London) UK Ltd | Charterhouse St, London | gas/gas oil CHP | 16 | 1995 | London
Cold Northcott Windfarm Ltd(5) | Cold Northcott | wind | 7 | 1993 | South West
Coolkeeragh ESB Ltd | Coolkeeragh | CCGT | 408 | 2005 | Northern Ireland
Corby Power Ltd | Corby | CCGT | 401 | 1993 | East Midlands
Coryton Energy Company Ltd | Coryton | CCGT | 732 | 2001 | East
Derwent Cogeneration | Derwent | gas CHP | 214 | 1994 | East Midlands
Drax Power Ltd | Drax | coal | 3870 | 1974 | Yorkshire and
| Drax GT | gas oil | 75 | 1971 | the Humber
EDF Energy | Sutton Bridge | CCGT | 803 | 1999 | East
| Cottam | coal | 2008 | 1969 | East Midlands
| West Burton | coal | 2012 | 1967 | East Midlands
| West Burton GT | gas oil | 40 | 1967 | East Midlands
| Thames Valley Power | Gas/Gas oil CHP | 15 | 1995 | London
| London Heat & Power Company | gas CHP | 9 | 2000 | London
(Imperial College)
| Barkantine Heat & Power Company | Gas CHP | 1.4 | 2000 | London
| Kirkheaton | wind | 1.8 | 2000 | North East
| High Hedley | wind | 2.4 | 2001 | North East
| High Hedley II | wind | 5 | 2008 | North East
| Langley | wind | 8 | 2008 | South East
| Trimdon | wind | 5 | 2008 | North East
| Broom Hill | wind | 8 | 2008 | North East
EDF Energy Renewables | Bicker Fen | wind | 26 | 2008 | East
| Walkaway | wind | 14 | 2008 | North East
EPR Ely Limited | Elean | straw/gas | 38 | 2001 | East
EPR Glanford Ltd | Glanford | meat & bone | 13 | 1993 | East
meal
EPR Eye Ltd | Eye, Suffolk | AWDF (7) | 13 | 1992 | East
EPR Thetford Ltd | Thetford | poultry litter | 39 | 1998 | East
EPR Scotland Ltd | Westfield | poultry litter | 12 | 2000 | Scotland
E.On UK | Kingsnorth | coal/oil | 1940 | 1970 | South East
| Ironbridge | coal | 970 | 1970 | West Midlands
| Ratcliffe | coal | 2000 | 1968 | East Midlands
| Grain | oil | 1300 | 1979 | South East
| Grain GT | gas oil | 55 | 1978 | South East
| Kingsnorth GT | gas oil | 34 | 1967 | South East
| Ratcliffe GT | gas oil | 34 | 1966 | East Midlands
| Taylor's Lane GT | gas oil | 132 | 1979 | London
| Connahs Quay | CCGT | 1380 | 1996 | Wales
| Cottam Development Centre | CCGT | 400 | 1999 | East Midlands
| Enfield | CCGT | 392 | 1999 | London
| Killingholme | CCGT | 900 | 1993 | Yorkshire and
the Humber
| Sandbach | CCGT | 56 | 1999 | North West
| Castleford | CCGT | 56 | 2002 | Yorkshire and
the Humber
| Thornhill | CCGT | 50 | 1998 | Yorkshire and
the Humber
| Steven's Croft | biomass | 44 | 2007 | Scotland
For footnotes see page 152
5.11 Power Stations in the United Kingdom
(operational at the end of May 2009)(1) (continued)
Company Name | Station Name | Fuel | Installed | Year of | Location
|  |  | Capacity | commission or | Scotland, Wales
|  |  | (MW) | year generation | Northern Ireland,
|  |  |  | began | or English region
| Rheidol | hydro | 49 | 1961 | Wales
| Askam | wind | 4.62 | 1999 | North West
| Bessy Bell | wind | 5 | 1995 | Northern Ireland
| Blood Hill | wind | 2.25 | 1992 | East
| Bowbeat | wind | 31.2 | 2002 | Scotland
| Deucheran Hill | wind | 15.75 | 2001 | Scotland
| Hare Hill | wind | 5.1 | 2004 | North East
| High Volts | wind | 7.8 | 2004 | North East
| Holmside | wind | 5.1 | 2004 | North East
| Lowca | wind | 4.62 | 2000 | North West
| Oldside | wind | 5.4 | 1996 | North West
| Out Newton | wind | 9.1 | 2002 | Yorkshire and
the Humber
| Rheidol | wind | 2 | 1997 | Wales
| Scroby Sands | wind (offshore) | 60 | 2005 | East
| Siddick | wind | 4.2 | 1996 | North West
| St Breock | wind | 4.95 | 1994 | South West
| Stags Holt | wind | 18 | 2007 | East
| Rhyd-y-Groes | wind | 7 | 1992 | Wales
| Blyth Offshore | wind (offshore) | 4 | 2000 | North East
Fenland Windfarms Ltd (5) | Deeping | wind | 16 | 2006 | East Midlands
| Glass Moor | wind | 16 | 2006 | East Midlands
| Red House | wind | 12 | 2006 | East Midlands
| Red Tile | wind | 24 | 2007 | East Midlands
Fred Olsen | Crystal Rig Windfarm | wind | 50 | 2003 | Scotland
| Paul's Hill | wind | 64.4 | 2005 | Scotland
| Rothes | wind | 51 | 2004 | Scotland
Gaz de France | Shotton | gas CHP | 180 | 2001 | Wales
GDF Suez Teesside Limited | Teesside Power Station | CCGT | 1875 | 1992 | North East
Great Orton Windfarm Ltd (5) | Great Orton | wind | 4 | 1999 (6) | North West
HG Capital | Tyr Mostyn & Foel Goch | wind | 21 | 2005 | Wales
High Hedley Hope Wind Ltd | High Hedley 1 | wind | 1.8 | 2001 | North East
| High Hedley 2 | wind | 5.2 | 2008 | North East
| Trimdon Grange | wind | 5.2 | 2008 | North East
| Langley Park | wind | 8 | 2008 | North East
| Broomhill | wind | 8 | 2008 | North East
Immingham CHP LLP | Immingham CHP | gas CHP | 1240 | 2004 | Yorkshire and
the Humber
International Power / Mitsui | Indian Queens | gas oil/kerosene | 140 | 1996 | South West
| Dinorwig | pumped storage | 1728 | 1983 | Wales
| Ffestiniog | pumped storage | 360 | 1961 | Wales
| Rugeley | coal | 1006 | 1972 | West Midlands
| Rugeley GT | gas oil | 50 | 1972 | West Midlands
| Deeside | CCGT | 500 | 1994 | Wales
| Saltend | CCGT | 1200 | 2000 | Yorkshire and
the Humber
Kirkheaton Wind Ltd | Kirkheaton | wind | 1.2 | 2000 | North East
K/S Winscales (5) | Winscales 1 | wind | 2 | 1999 | North West
| Winscales 2 | wind | 7 | 2005 | North West
For footnotes see page 152
5.11 Power Stations in the United Kingdom
(operational at the end of May 2009)(1) (continued)
Company Name | Station Name | Fuel | Installed | Year of | Location
|  |  | Capacity | commission or | Scotland, Wales
|  |  | (MW) | year generation | Northern Ireland,
|  |  |  | began | or English region
Llangwyryfon Windfarm Ltd (5) | Llangwyryfon | wind | 9 | 2003 (2) | Wales
Magnox Electric Ltd (4) | Oldbury | nuclear | 434 | 1967 | South West
| Wylfa | nuclear | 980 | 1971 | Wales
| Fellside CHP | gas CHP | 180 | 1995 | North West
| Maentwrog | hydro | 28 | 1928 | Wales
Premier Power Ltd | Ballylumford B | gas/oil | 540 | 1968 | Northern Ireland
| Ballylumford C | CCGT | 616 | 2003 | Northern Ireland
RES-Gen Ltd | Dyffryn Brodyn | wind | 6 | 1994 | Wales
| Four Burrows | wind | 5 | 1995 | South West
| Forss | wind | 2 | 2003 | Scotland
| Forss2 | wind | 5 | 2007 | Scotland
| Lendrum's Bridge | wind | 13 | 2000 | Northern Ireland
| Altahullion | wind | 26 | 2003 | Northern Ireland
| Altahullion2 | wind | 12 | 2007 | Northern Ireland
| Black Hill | wind | 29 | 2006 | Scotland
| Lough Hill | wind | 8 | 2007 | Northern Ireland
| Gruig | wind | 25 | 2009 | Northern Ireland
RGS Energy Ltd | Knapton | gas | 40 | 1994 | Yorkshire and
the Humber
Rocksavage Power Co. Ltd | Rocksavage | CCGT | 748 | 1998 | North West
RWE Npower Plc | Aberthaw B | coal | 1586 | 1971 | Wales
| Tilbury B | coal | 1063 | 1968 | East
| Didcot A | coal/gas | 1958 | 1972 | South East
| Aberthaw GT | gas oil | 51 | 1971 | Wales
| Cowes | gas oil | 140 | 1982 | South East
| Didcot GT | gas oil | 100 | 1972 | South East
| Fawley GT | gas oil | 68 | 1969 | South East
| Littlebrook GT | gas oil | 105 | 1982 | South East
| Tilbury GT | gas oil | 68 | 1968 | East
| Little Barford GT | gas oil | 17 | 2006 | East
| Fawley | oil | 968 | 1969 | South East
| Littlebrook D | oil | 1370 | 1982 | South East
| Didcot B | CCGT | 1390 | 1998 | South East
| Great Yarmouth | CCGT | 420 | 2001 | East
| Little Barford | CCGT | 665 | 1995 | East
Npower Renewables Ltd | Braevallich | hydro | 2 | 2005 | Scotland
(Part of RWE Npower) | Cwm Dyli | hydro | 10 | 2002 (6) | Wales
| Dolgarrog High Head | hydro | 18 | 2002 (6) | Wales
| Dolgarrog Low Head | hydro | 15 | 1926/2002 | Wales
| Garrogie | hydro | 2 | 2005 | Scotland
| Inverbain | hydro | 1 | 2006 | Scotland
| Kielder | hydro | 6 | 2006 (6) | North East
| Burgar Hill | wind | 5 | 2007 | Scotland
| Hameldon Hill | wind | 4.5 | 2007 | Northwest
| Bilbster | wind | 3.9 | 2008 | Scotland
| Hollies | wind | 2.6 | 2008 | East
| Knabs Ridge | wind | 16 | 2008 | North East
| Little Cheyne | wind | 59.8 | 2008 | South East
For footnotes see page 152
5.11 Power Stations in the United Kingdom
(operational at the end of May 2009)(1) (continued)
Company Name | Station Name | Fuel | Installed | Year of | Location
|  |  | Capacity | commission or | Scotland, Wales
|  |  | (MW) | year generation | Northern Ireland,
|  |  |  | began | or English region
Scottish & Southern Energy plc
Hydro Schemes:
Affric/Beauly | Mullardoch Tunnel | hydro | 2.4 | 1955 | Scotland
| Fasnakyle | hydro | 69 | 1951 | Scotland
| Fasnakyle Compensation Set | hydro | 8 | 2006 | Scotland
| Deanie | hydro | 38 | 1963 | Scotland
| Culligran | hydro | 17 | 1962 | Scotland
| Culligran Compensation Set | hydro | 2 | 1962 | Scotland
| Aigas | hydro | 20 | 1962 | Scotland
| Kilmorack | hydro | 20 | 1962 | Scotland
Breadalbane | Lubreoch | hydro | 4 | 1958 | Scotland
| Cashlie | hydro | 11 | 1959 | Scotland
| Lochay | hydro | 45 | 1958 | Scotland
| Lochay Compensation Set | hydro | 2 | 1959 | Scotland
| Finlarig | hydro | 16.5 | 1955 | Scotland
| Lednock | hydro | 3 | 1961 | Scotland
| St. Fillans | hydro | 16.8 | 1957 | Scotland
| Dalchonzie | hydro | 4 | 1958 | Scotland
Conon | Achanalt | hydro | 3 | 1956 | Scotland
| Grudie Bridge | hydro | 18.7 | 1950 | Scotland
| Mossford | hydro | 18.7 | 1957 | Scotland
| Luichart | hydro | 34 | 1954 | Scotland
| Orrin | hydro | 18 | 1959 | Scotland
| Torr Achilty | hydro | 15 | 1954 | Scotland
Foyers | Foyers | hydro/ | 300 | 1974 | Scotland
pumped storage
Great Glen | Foyers Falls | hydro | 5.2 | 1968 | Scotland
| Mucomir | hydro | 2 | 1962 | Scotland
| Ceannacroc | hydro | 20 | 1956 | Scotland
| Livishie | hydro | 17 | 1962 | Scotland
| Glenmoriston | hydro | 39 | 1957 | Scotland
| Glendoe | hydro | 100 | 2008 | Scotland
| Quoich | hydro | 18 | 1955 | Scotland
| Invergarry | hydro | 20 | 1956 | Scotland
| Kingairloch | hydro | 3.5 | 2005 | Scotland
Shin | Cassley | hydro | 10 | 1959 | Scotland
| Lairg | hydro | 3.5 | 1959 | Scotland
| Shin | hydro | 18.7 | 1958 | Scotland
| Loch Dubh | hydro | 1 | 1954 | Scotland
Sloy/Awe | Sloy | hydro | 152.5 | 1950 | Scotland
| Sron Mor | hydro | 5 | 1957 | Scotland
| Clachan | hydro | 40 | 1955 | Scotland
| Allt-na-Lairige | hydro | 6 | 1956 | Scotland
| Nant | hydro | 15 | 1963 | Scotland
| Inverawe | hydro | 25 | 1963 | Scotland
| Kilmelfort | hydro | 2 | 1956 | Scotland
| Loch Gair | hydro | 6 | 1961 | Scotland
| Lussa | hydro | 2.4 | 1952 | Scotland
| Striven | hydro | 8 | 1951 | Scotland
Tummel | Gaur | hydro | 7.9 | 1953 | Scotland
| Cuaich | hydro | 2.5 | 1959 | Scotland
| Loch Ericht | hydro | 2.2 | 1962 | Scotland
| Rannoch | hydro | 45 | 1930 | Scotland
| Tummel | hydro | 34 | 1933 | Scotland
| Errochty | hydro | 75 | 1955 | Scotland
For footnotes see page 152
5.11 Power Stations in the United Kingdom
(operational at the end of May 2009)(1) (continued)
Company Name | Station Name | Fuel | Installed | Year of | Location
|  |  | Capacity | commission or | Scotland, Wales
|  |  | (MW) | year generation | Northern Ireland,
|  |  |  | began | or English region
| Clunie | hydro | 61.2 | 1950 | Scotland
| Pitlochry | hydro | 15 | 1950 | Scotland
Wind | Artfield Fell | wind | 20 | 2005 | Scotland
| Bu | wind | 3 | 2002 | Scotland
| Hadyard Hill | wind | 120 | 2005 | Scotland
| Spurness | wind | 8.3 | 2004 | Scotland
| Tangy | wind | 19 | 2002 | Scotland
| Dalswinton | wind | 30 | 2008 | Scotland
| Drumderg | wind | 32 | 2008 | Scotland
| Minsca | wind | 37 | 2008 | Scotland
| Bessy Bell | wind | 9 | 2008 | N Ireland
| Bin Mountain | wind | 9 | 2008 | N Ireland
| Slieve Divena | wind | 30 | 2008 | N Ireland
| Tappaghan | wind | 20 | 2008 | N Ireland
| Beatrice | wind (offshore) | 10 | 2007 | Scotland
Small Hydros: | Chliostair | hydro | 1.1 | 1960 | Scotland
| Cuileig | hydro | 3.2 | 2002 | Scotland
| Kerry Falls | hydro | 1.3 | 1951 | Scotland
| Loch Dubh | hydro | 1.2 | 1954 | Scotland
| Nostie Bridge | hydro | 1.3 | 1950 | Scotland
| Storr Lochs | hydro | 2.4 | 1952 | Scotland
Thermal: | Peterhead (8) | gas/oil | 1540 | 1980 | Scotland
| Fife Power Station | gas | 123 | 2000 | Scotland
| Keadby | gas/oil | 749 | 1994 | Yorkshire and
the Humber
| Medway | CCGT | 688 | 1995 | South East
| Ferrybridge C | coal/biomass | 1960 | 1966 | Yorkshire and
the Humber
| Fiddler’s Ferry | coal/biomass | 1980 | 1971 | North West
| Ferrybridge GT | gas oil | 34 | 1966 | Yorkshire and
the Humber
| Fiddler’s Ferry GT | gas oil | 34 | 1969 | North West
Thermal (continued)
| Chickerell | gas/oil | 45 | 1998 | South West
| Burghfield | gas/oil | 47 | 1998 | South East
| Thatcham | light oil | 10 | 1994 | South East
| Five Oaks | light oil | 8.9 | 1995 | South East
| Chippenham | gas | 10 | 2002 | South West
| Wheldale | mines gas | 8 | 2002 | Yorkshire and
the Humber
Island Generation | Arnish | diesel | 3 | 2001 | Scotland
| Barra | diesel | 2.1 | 1990 | Scotland
| Bowmore | diesel | 6 | 1946 | Scotland
| Kirkwall | diesel | 16.2 | 1953 | Scotland
| Lerwick | diesel | 67.2 | 1953 | Scotland
| Loch Carnan, South Uist | diesel | 10 | 1971 | Scotland
| Stornoway | diesel | 26 | 1950 | Scotland
| Tiree | diesel | 2.5 | 1945 | Scotland
Scottish Power
Hydro schemes:
Galloway | Carsfad | hydro | 12 | 1936 | Scotland
| Drumjohn | hydro | 2 | 1985 | Scotland
| Earlstoun | hydro | 14 | 1936 | Scotland
| Glenlee | hydro | 24 | 1935 | Scotland
| Kendoon | hydro | 24 | 1936 | Scotland
| Tongland | hydro | 33 | 1935 | Scotland
For footnotes see page 152
5.11 Power Stations in the United Kingdom
(operational at the end of May 2009)(1) (continued)
Company Name | Station Name | Fuel | Installed | Year of | Location
|  |  | Capacity | commission or | Scotland, Wales
|  |  | (MW) | year generation | Northern Ireland,
|  |  |  | began | or English region
Scottish Power
Hydro schemes continued:
Lanark | Bonnington | hydro | 11 | 1927 | Scotland
| Stonebyres | hydro | 6 | 1927 | Scotland
Cruachan | Cruachan | pumped storage | 440 | 1966 | Scotland
Thermal: | Cockenzie | coal | 1152 | 1967 | Scotland
| Longannet | coal | 2304 | 1970 | Scotland
| Damhead Creek | CCGT | 800 | 2000 | South East
| Pilkington - Greengate | gas | 10 | 1998 | North West
| Ravenhead | gas | 9 | 1999 | North West
| Rye House | CCGT | 715 | 1993 | East
| Shoreham | CCGT | 400 | 2000 | South East
Wind: | Barnesmore | wind | 15 | 1997 | Northern Ireland
| Beinn an Tuirc | wind | 30 | 2001 | Scotland
| Beinn Tharsuinn | wind | 30 | 2007 | Scotland
| Black Law | wind | 124 | 2005 | Scotland
| Callagheen | wind | 17 | 2006 | Northern Ireland
| Carland Cross | wind | 6 | 1992 | South West
| Coal Clough | wind | 10 | 1992 | North West
| Coldham | wind | 16 | 2006 | East
| Corkey | wind | 5 | 1994 | Northern Ireland
| Cruach Mhor | wind | 30 | 2004 | Scotland
| Dun Law | wind | 17 | 2000 | Scotland
| Elliots Hill | wind | 5 | 1995 | Northern Ireland
| Greenknowes | wind | 27 | 2008 | Scotland
| Hagshaw Hill | wind | 16 | 1995 | Scotland
| Hare Hill | wind | 13 | 2000 | Scotland
| Penryddian & Llidiartywaun | wind | 31 | 1992 | Wales
| Rigged Hill | wind | 5 | 1994 | Northern Ireland
| Wether Hill | wind | 18 | 2007 | Scotland
| Whitelee | wind | 23 | 2007 | Scotland
| Wolf Bog | wind | 10 | 2008 | Northern Ireland
Seabank Power Limited | Seabank 1 | CCGT | 812 | 1998 | South West
| Seabank 2 | CCGT | 410 | 2000 | South West
South East London
Combined Heat & Power Ltd | SELCHP ERF | waste | 32 | 1994 | London
Spalding Energy Company Ltd | Spalding | CCGT | 860 | 2004 | East Midlands
Uskmouth Power Company Ltd | Uskmouth | coal/biomass | 363 | 2000 | Wales
Vattenfall Wind Power | Kentish Flats | wind (offshore) | 90 | 2005 | South East
Western Power Generation | Lynton | gas oil | 2 | 1961 | South West
| Princetown | kerosene | 3 | 1959 | South West
| Roseland | kerosene | 5 | 1963 | South West
| St Marys | gas oil | 6 | 1958 | South West
Yorkshire Windpower Ltd | Ovenden Moor | wind | 9 | 1993 | Yorkshire and
the Humber
| Royd Moor | wind | 7 | 1993 | Yorkshire and
the Humber
Total |  |  | 78835
For footnotes see page 152
5.11 Power Stations in the United Kingdom
(operational at the end of May 2009)(1) (continued)
Other power stations(9)
Station type |  | Fuel | Capacity
(MW)
Renewable sources |  | wind | 1052.01
and combustible wastes |  | landfill gas | 908.3
|  | sewage gas | 152.2
|  | hydro | 241.6
|  | waste | 343.9
|  | other | 215.7
CHP schemes listed in Table 5.12 |  | various fuels | 2104
CHP schemes other than major power producers and |  | mainly gas | 1614
renewables and those listed in Table 5.12
Other autogenerators |  | various fuels | 890
Interconnectors
Capacity
(MW)
England - France |  |  | 2000
Scotland - Northern Ireland |  |  | 500
Northern Ireland - Irish Republic |  |  | 600
Footnotes
(1) This list covers stations of more than 1 MW capacity, but excludes some renewables stations of over 1 MW which are
included in the sub table on page 152.
(2) Joint venture with Scottish and Southern Energy
(3) Managed by RWE
(4) Owned by NDA but operated by Magnox Electric Ltd
(5) Managed by Cumbria Wind Farms Ltd
(6) Recommissioning dates.
(7) Animal Waste Derived Fuel, i.e. meat and bone meal, poultry litter, feathers and small quantities of other material such as wood
chips
(8) Total capacity is 2,370 MW but because of transmission constraints only 1,540 MW can be used at any one time.
(9) As at end December 2008.

## DUKES 2008
5.11 Power Stations in the United Kingdom
(operational at the end of May 2008)(1)
Company Name | Station Name | Fuel | Installed | Year of | Location
|  |  | Capacity | commission or | Scotland, Wales
|  |  | (MW) | year generation | Northern Ireland,
|  |  |  | began | or English region
AES | Kilroot | coal/oil | 520 | 1981 | Northern Ireland
Alcan | Lynemouth | coal | 420 | 1995 | North East
| Fort William | hydro | 72 | 1929 | Scotland
| Kinlochleven | hydro | 19.5 | 1907 | Scotland
Ardrossan Windfarm (2) | Ardrossan | wind | 24 | 2004 | Scotland
Baglan Generation Ltd | Baglan Bay | gas turbine | 575 | 2002 | Wales
Barking Power | Barking | CCGT | 1000 | 1994 | London
Beaufort Wind Ltd (3) | Bears Down | wind | 10 | 2001 | South West
| Bein Ghlas | wind | 8 | 1999 | Scotland
| Bryn Titli | wind | 10 | 1994 | Wales
| Carno | wind | 34 | 1996 | Wales
| Causeymire | wind | 48 | 2004 | Scotland
| Kirkby Moor | wind | 5 | 1993 | North West
| Lambrigg | wind | 7 | 2000 | North West
| Llyn Alaw | wind | 20 | 1997 | Wales
| Mynydd Gorddu | wind | 10 | 1996 | Wales
| Novar | wind | 17 | 1997 | Scotland
| Taff Ely | wind | 9 | 1993 | Wales
| Tow Law | wind | 2 | 2001 | North East
| Trysglwyn | wind | 6 | 1996 | Wales
| Windy Standard | wind | 22 | 1996 | Scotland
| North Hoyle | wind (offshore) | 60 | 2003 | Wales
| Farr | wind | 92 | 2006 | Scotland
| Ffynnon Oer | wind | 32 | 2006 | Wales
Braes of Doune Windfarm (2) | Braes of Doune | wind | 72 | 2006 | Scotland
British Energy | Dungeness B | nuclear | 1040 | 1983 | South East
| Hartlepool | nuclear | 1190 | 1984 | North East
| Heysham1 | nuclear | 1160 | 1984 | North West
| Heysham 2 | nuclear | 1235 | 1988 | North West
| Hinkley Point B | nuclear | 820 | 1976 | South West
| Sizewell B | nuclear | 1188 | 1995 | East
| Hunterston B | nuclear | 820 | 1976 | Scotland
| Torness | nuclear | 1230 | 1988 | Scotland
| Eggborough | coal | 1960 | 1967 | Yorkshire and
the Humber
| Aberdare District Energy | gas | 10 | 2002 | Wales
| Bridgewater District Energy | gas | 10 | 2000 | South West
| Sevington District Energy | gas | 10 | 2000 | South East
| Solutia District Energy | gas | 10 | 2000 | Wales
Cemmaes Windfarm Ltd (5) | Cemmaes | wind | 15 | 2002 (6) | Wales
Centrica | Barry | CCGT | 230 | 1998 | Wales
| Glanford Brigg | CCGT | 260 | 1993 | Yorkshire and
| Killingholme | CCGT | 665 | 1994 | the Humber
| Kings Lynn | CCGT | 340 | 1996 | East
| Peterborough | CCGT | 405 | 1993 | East
| Roosecote | CCGT | 229 | 1991 | North West
| South Humber Bank | CCGT | 1285 | 1996 | Yorkshire and
the Humber
| Glens of Foudland | wind | 26 | 2005 | Scotland
| Barrow Offshore Windfarm | wind (offshore) | 90 | 2006 | North West
For footnotes see page 147
5.11 Power Stations in the United Kingdom
(operational at the end of May 2008)(1) (continued)
Company Name | Station Name | Fuel | Installed | Year of | Location
|  |  | Capacity | commission or | Scotland, Wales
|  |  | (MW) | year generation | Northern Ireland,
|  |  |  | began | or English region
Citigen (London) UK Ltd | Charterhouse St, London | gas/gas oil CHP | 16 | 1995 | London
Cold Northcott Windfarm Ltd(5) | Cold Northcott | wind | 7 | 1993 | South West
Coolkeeragh ESB Ltd | Coolkeeragh | CCGT | 408 | 2005 | Northern Ireland
Corby Power Ltd | Corby | CCGT | 401 | 1993 | East Midlands
Coryton Energy Company Ltd | Coryton | CCGT | 732 | 2001 | East
Derwent Cogeneration | Derwent | gas CHP | 236 | 1994 | East Midlands
Drax Power Ltd | Drax | coal | 3870 | 1974 | Yorkshire and
| Drax GT | gas oil | 75 | 1971 | the Humber
EDF Energy | Sutton Bridge | CCGT | 800 | 1999 | East
| Cottam | coal | 2008 | 1969 | East Midlands
| West Burton | coal | 1972 | 1967 | East Midlands
| West Burton GT | gas oil | 40 | 1967 | East Midlands
EPR Ely Limited | Elean | straw/gas | 38 | 2001 | East
EPR Glanford Ltd | Glanford | meat & bone | 13 | 1993 | East
meal
EPR Eye Ltd | Eye, Suffolk | AWDF (7) | 13 | 1992 | East
EPR Thetford Ltd | Thetford | poultry litter | 39 | 1998 | East
E.On UK | Kingsnorth | coal/oil | 1940 | 1970 | South East
| Ironbridge | coal | 970 | 1970 | West Midlands
| Ratcliffe | coal | 2000 | 1968 | East Midlands
| Grain | oil | 1300 | 1979 | South East
| Grain GT | gas oil | 55 | 1978 | South East
| Kingsnorth GT | gas oil | 34 | 1967 | South East
| Ratcliffe GT | gas oil | 34 | 1966 | East Midlands
| Taylor's Lane GT | gas oil | 132 | 1979 | London
| Connahs Quay | CCGT | 1380 | 1996 | Wales
| Cottam Development Centre | CCGT | 400 | 1999 | East Midlands
| Enfield | CCGT | 392 | 1999 | London
| Killingholme | CCGT | 900 | 1993 | Yorkshire and
the Humber
| Steven's Croft | biomass | 44 | 2007 | Scotland
| Rheidol | hydro | 49 | 1961 | Wales
| Askam | wind | 4.62 | 1999 | North West
| Bessy Bell | wind | 5 | 1995 | Northern Ireland
| Blood Hill | wind | 2.25 | 1992 | East
| Bowbeat | wind | 31.2 | 2002 | Scotland
| Deucheran Hill | wind | 15.75 | 2001 | Scotland
| Hare Hill | wind | 5.1 | 2004 | North East
| High Volts | wind | 7.8 | 2004 | North East
| Holmside | wind | 5.1 | 2004 | North East
| Lowca | wind | 4.62 | 2000 | North West
| Oldside | wind | 5.4 | 1996 | North West
| Out Newton | wind | 9.1 | 2002 | Yorkshire and
the Humber
| Rheidol | wind | 2 | 1997 | Wales
| Scroby Sands | wind (offshore) | 60 | 2005 | East
| Siddick | wind | 4.2 | 1996 | North West
| St Breock | wind | 4.95 | 1994 | South West
For footnotes see page 147
5.11 Power Stations in the United Kingdom
(operational at the end of May 2008)(1) (continued)
Company Name | Station Name | Fuel | Installed | Year of | Location
|  |  | Capacity | commission or | Scotland, Wales
|  |  | (MW) | year generation | Northern Ireland,
|  |  |  | began | or English region
E.On UK (continued) | Stags Holt | wind | 18 | 2007 | East
| Rhyd-y-Groes | wind | 7 | 1992 | Wales
| Blyth Offshore | wind (offshore) | 4 | 2000 | North East
Fenland Windfarms Ltd (5) | Deeping | wind | 16 | 2006 | East Midlands
| Glass Moor | wind | 16 | 2006 | East Midlands
| Red House | wind | 12 | 2006 | East Midlands
| Red Tile | wind | 24 | 2007 | East Midlands
Fred Olsen | Crystal Rig Windfarm | wind | 50 | 2003 | Scotland
| Haverigg III | wind | 3 | 2005 | North West
| Paul's Hill | wind | 64.4 | 2005 | Scotland
| Rothes | wind | 51 | 2004 | Scotland
Gaz de France | Shotton | gas CHP | 180 | 2001 | Wales
Great Orton Windfarm Ltd (5) | Great Orton | wind | 4 | 1999 (6) | North West
HG Capital | Tyr Mostyn & Foel Goch | wind | 21 | 2005 | Wales
Immingham CHP LLP | Immingham CHP | gas CHP | 741 | 2004 | Yorkshire and
the Humber
International Power / Mitsui | Indian Queens | gas oil/kerosene | 140 | 1996 | South West
| Dinorwig | pumped storage | 1728 | 1983 | Wales
| Ffestiniog | pumped storage | 360 | 1961 | Wales
| Rugeley | coal | 1006 | 1972 | West Midlands
| Rugeley GT | gas oil | 50 | 1972 | West Midlands
| Deeside | CCGT | 500 | 1994 | Wales
| Saltend | CCGT | 1200 | 2000 | Yorkshire and
the Humber
K/S Winscales (5) | Winscales 1 | wind | 2 | 1999 | North West
| Winscales 2 | wind | 7 | 2005 | North West
Llangwyryfon Windfarm Ltd (5) | Llangwyryfon | wind | 9 | 2003 (2) | Wales
Magnox Electric Ltd (4) | Oldbury | nuclear | 434 | 1967 | South West
| Wylfa | nuclear | 980 | 1971 | Wales
| Fellside CHP | gas CHP | 180 | 1995 | North West
| Maentwrog | hydro | 28 | 1928 | Wales
Premier Power Ltd | Ballylumford B | gas/oil | 360 | 1968 | Northern Ireland
| Ballylumford C | CCGT | 616 | 2003 | Northern Ireland
RES-Gen Ltd | Dyffryn Brodyn | wind | 6 | 1994 | Wales
| Four Burrows | wind | 5 | 1995 | South West
| Forss | wind | 2 | 2003 | Scotland
| Forss2 | wind | 5 | 2007 | Scotland
| Lendrum's Bridge | wind | 13 | 2000 | Northern Ireland
| Altahullion | wind | 26 | 2003 | Northern Ireland
| Altahullion2 | wind | 12 | 2007 | Northern Ireland
| Black Hill | wind | 29 | 2006 | Scotland
| Lough Hill | wind | 8 | 2007 | Northern Ireland
RGS Energy Ltd | Knapton | gas | 40 | 1994 | Yorkshire and
the Humber
Rocksavage Power Co. Ltd | Rocksavage | CCGT | 748 | 1998 | North West
RWE Npower Plc | Aberthaw B | coal | 1586 | 1971 | Wales
| Tilbury B | coal | 1063 | 1968 | East
For footnotes see page 147
5.11 Power Stations in the United Kingdom
(operational at the end of May 2008)(1) (continued)
Company Name | Station Name | Fuel | Installed | Year of | Location
|  |  | Capacity | commission or | Scotland, Wales
|  |  | (MW) | year generation | Northern Ireland,
|  |  |  | began | or English region
RWE Npower Plc (continued) | Didcot A | coal/gas | 1958 | 1972 | South East
| Aberthaw GT | gas oil | 51 | 1971 | Wales
| Cowes | gas oil | 140 | 1982 | South East
| Didcot GT | gas oil | 100 | 1972 | South East
| Fawley GT | gas oil | 34 | 1969 | South East
| Littlebrook GT | gas oil | 105 | 1982 | South East
| Tilbury GT | gas oil | 68 | 1968 | East
| Little Barford GT | gas oil | 17 | 2006 | East
| Fawley | oil | 968 | 1969 | South East
| Littlebrook D | oil | 2055 | 1982 | South East
| Didcot B | CCGT | 1390 | 1998 | South East
| Great Yarmouth | CCGT | 420 | 2001 | East
| Little Barford | CCGT | 665 | 1995 | East
Npower Renewables Ltd | Braevallich | hydro | 2 | 2005 | Scotland
(Part of RWE Npower) | Cwm Dyli | hydro | 10 | 2002 (6) | Wales
| Dolgarrog High Head | hydro | 18 | 2002 (6) | Wales
| Dolgarrog Low Head | hydro | 15 | 1926/2002 | Wales
| Garrogie | hydro | 2 | 2005 | Scotland
| Inverbain | hydro | 1 | 2006 | Scotland
| Kielder | hydro | 6 | 2006 (6) | Yorkshire and
the Humber
| Burgar Hill | wind | 5 | 2007 | Scotland
| Hameldon Hill | wind | 5 | 2007 | Northwest
Scottish & Southern Energy plc
Hydro Schemes:
Affric/Beauly | Mullardoch Tunnel | hydro | 2.4 | 1955 | Scotland
| Fasnakyle | hydro | 69 | 1951 | Scotland
| Fasnakyle Compensation Set | hydro | 8 | 2006 | Scotland
| Deanie | hydro | 38 | 1963 | Scotland
| Culligran | hydro | 17 | 1962 | Scotland
| Culligran Compensation Set | hydro | 2 | 1962 | Scotland
| Aigas | hydro | 20 | 1962 | Scotland
| Kilmorack | hydro | 20 | 1962 | Scotland
Breadalbane | Lubreoch | hydro | 4 | 1958 | Scotland
| Cashlie | hydro | 11 | 1959 | Scotland
| Lochay | hydro | 45 | 1958 | Scotland
| Lochay Compensation Set | hydro | 2 | 1959 | Scotland
| Finlarig | hydro | 16.5 | 1955 | Scotland
| Lednock | hydro | 3 | 1961 | Scotland
| St. Fillans | hydro | 16.8 | 1957 | Scotland
| Dalchonzie | hydro | 4 | 1958 | Scotland
Conon | Achanalt | hydro | 3 | 1956 | Scotland
| Grudie Bridge | hydro | 18.7 | 1950 | Scotland
| Mossford | hydro | 18.7 | 1957 | Scotland
| Luichart | hydro | 34 | 1954 | Scotland
| Orrin | hydro | 18 | 1959 | Scotland
| Torr Achilty | hydro | 15 | 1954 | Scotland
Foyers | Foyers | hydro/ | 300 | 1974 | Scotland
pumped storage
Great Glen | Foyers Falls | hydro | 5.2 | 1968 | Scotland
| Mucomir | hydro | 2 | 1962 | Scotland
| Ceannacroc | hydro | 20 | 1956 | Scotland
| Livishie | hydro | 17 | 1962 | Scotland
For footnotes see page 147
5.11 Power Stations in the United Kingdom
(operational at the end of May 2008)(1) (continued)
Company Name | Station Name | Fuel | Installed | Year of | Location
|  |  | Capacity | commission or | Scotland, Wales
|  |  | (MW) | year generation | Northern Ireland,
|  |  |  | began | or English region
Scottish & Southern Energy plc
Hydro Schemes (continued)
Great Glen (continued) | Glenmoriston | hydro | 39 | 1957 | Scotland
| Quoich | hydro | 18 | 1955 | Scotland
| Invergarry | hydro | 20 | 1956 | Scotland
| Kingairloch | hydro | 3.5 | 2005 | Scotland
Shin | Cassley | hydro | 10 | 1959 | Scotland
| Lairg | hydro | 3.5 | 1959 | Scotland
| Shin | hydro | 18.7 | 1958 | Scotland
| Loch Dubh | hydro | 1 | 1954 | Scotland
Sloy/Awe | Sloy | hydro | 152.5 | 1950 | Scotland
| Sron Mor | hydro | 5 | 1957 | Scotland
| Clachan | hydro | 40 | 1955 | Scotland
| Allt-na-Lairige | hydro | 6 | 1956 | Scotland
| Nant | hydro | 15 | 1963 | Scotland
| Inverawe | hydro | 25 | 1963 | Scotland
| Kilmelfort | hydro | 2 | 1956 | Scotland
| Loch Gair | hydro | 6 | 1961 | Scotland
| Lussa | hydro | 2.4 | 1952 | Scotland
| Striven | hydro | 8 | 1951 | Scotland
Tummel | Gaur | hydro | 7.9 | 1953 | Scotland
| Cuaich | hydro | 2.5 | 1959 | Scotland
| Loch Ericht | hydro | 2.2 | 1962 | Scotland
| Rannoch | hydro | 45 | 1930 | Scotland
| Tummel | hydro | 34 | 1933 | Scotland
| Errochty | hydro | 75 | 1955 | Scotland
| Clunie | hydro | 61.2 | 1950 | Scotland
| Pitlochry | hydro | 15 | 1950 | Scotland
Wind | Artfield Fell | wind | 20 | 2005 | Scotland
| Hadyard Hill | wind | 120 | 2005 | Scotland
| Spurness | wind | 8.3 | 2004 | Scotland
| Tangy | wind | 19 | 2002 | Scotland
| Dalswinton | wind | 30 | 2008 | Scotland
| Drumderg | wind | 32 | 2008 | Scotland
| Minsca | wind | 37 | 2008 | Scotland
| Bessy Bell | wind | 9 | 2008 | N Ireland
| Bin Mountain | wind | 9 | 2008 | N Ireland
| Tappaghan | wind | 20 | 2008 | N Ireland
| Beatrice | wind (offshore) | 10 | 2007 | Scotland
Small Hydros: | Chliostair | hydro | 1.1 | 1960 | Scotland
| Cuileig | hydro | 3.2 | 2002 | Scotland
| Kerry Falls | hydro | 1.3 | 1951 | Scotland
| Loch Dubh | hydro | 1.2 | 1954 | Scotland
| Nostie Bridge | hydro | 1.3 | 1950 | Scotland
| Storr Lochs | hydro | 2.4 | 1952 | Scotland
Thermal: | Peterhead (8) | gas/oil | 1540 | 1980 | Scotland
| Fife Power Station | CCGT | 123 | 2000 | Scotland
| Keadby | gas/oil | 749 | 1994 | Yorkshire and
the Humber
| Medway | CCGT | 688 | 1995 | South East
| Ferrybridge C | coal/biomass | 1955 | 1966 | Yorkshire and
the Humber
| Fiddler’s Ferry | coal/biomass | 1961 | 1971 | North West
| Ferrybridge GT | gas oil | 34 | 1966 | Yorkshire and
the Humber
| Fiddler’s Ferry GT | gas oil | 34 | 1969 | North West
For footnotes see page 147
5.11 Power Stations in the United Kingdom
(operational at the end of May 2008)(1) (continued)
Company Name | Station Name | Fuel | Installed | Year of | Location
|  |  | Capacity | commission or | Scotland, Wales
|  |  | (MW) | year generation | Northern Ireland,
|  |  |  | began | or English region
Scottish & Southern Energy plc
Thermal (continued)
| Chickerell | gas/oil | 45 | 1998 | South West
| Burghfield | gas/oil | 47 | 1998 | South East
| Thatcham | light oil | 10 | 1994 | South East
| Five Oaks | light oil | 8.9 | 1995 | South East
| Chippenham | gas | 10 | 2002 | South West
| Wheldale | mines gas | 8 | 2002 | Yorkshire and
the Humber
Island Generation | Arnish | diesel | 3 | 2001 | Scotland
| Barra | diesel | 2.1 | 1990 | Scotland
| Bowmore | diesel | 6 | 1946 | Scotland
| Kirkwall | diesel | 16.2 | 1953 | Scotland
| Lerwick | diesel | 67.2 | 1953 | Scotland
| Loch Carnan, South Uist | diesel | 10 | 1971 | Scotland
| Stornoway | diesel | 26 | 1950 | Scotland
| Tiree | diesel | 2.5 | 1945 | Scotland
Scottish Power
Hydro schemes:
Galloway | Carsfad | hydro | 12 | 1936 | Scotland
| Drumjohn | hydro | 2 | 1985 | Scotland
| Earlstoun | hydro | 14 | 1936 | Scotland
| Glenlee | hydro | 24 | 1935 | Scotland
| Kendoon | hydro | 24 | 1936 | Scotland
| Tongland | hydro | 33 | 1935 | Scotland
Lanark | Bonnington | hydro | 11 | 1927 | Scotland
| Stonebyres | hydro | 6 | 1927 | Scotland
Cruachan | Cruachan | pumped storage | 440 | 1966 | Scotland
Thermal: | Cockenzie | coal | 1152 | 1967 | Scotland
| Longannet | coal | 2304 | 1970 | Scotland
| Damhead Creek | CCGT | 792 | 2000 | South East
| Pilkington - Greengate | gas | 10 | 1998 | North West
| Ravenhead | gas | 9 | 1999 | North West
| Rye House | CCGT | 715 | 1993 | East
| Shoreham | CCGT | 400 | 2000 | South East
Wind: | Beinn an Tuirc | wind | 30 | 2001 | Scotland
| Beinn Tharsuinn | wind | 30 | 2007 | Scotland
| Black Law | wind | 124 | 2005 | Scotland
| Callagheen | wind | 17 | 2006 | Northern Ireland
| Carland Cross | wind | 6 | 1992 | South West
| Coal Clough | wind | 10 | 1992 | North West
| Coldham | wind | 16 | 2006 | East
| Corkey | wind | 5 | 1994 | Northern Ireland
| Cruach Mhor | wind | 30 | 2004 | Scotland
| Dun Law | wind | 17 | 2000 | Scotland
| Elliots Hill | wind | 5 | 1995 | Northern Ireland
| Hagshaw Hill | wind | 16 | 1995 | Scotland
| Hare Hill | wind | 13 | 2000 | Scotland
| Penryddian & Llidiartywaun | wind | 31 | 1992 | Wales
| Rigged Hill | wind | 5 | 1994 | Northern Ireland
| Wether Hill | wind | 18 | 2007 | Scotland
| Whitelee | wind | 23 | 2007 | Scotland
| Wolf Bog | wind | 10 | 2008 | Northern Ireland
Seabank Power Limited | Seabank 1 | CCGT | 812 | 1998 | South West
| Seabank 2 | CCGT | 410 | 2000 | South West
For footnotes see page 147
5.11 Power Stations in the United Kingdom
(operational at the end of May 2008)(1) (continued)
Company Name | Station Name | Fuel | Installed | Year of | Location
|  |  | Capacity | commission or | Scotland, Wales
|  |  | (MW) | year generation | Northern Ireland,
|  |  |  | began | or English region
South East London
Combined Heat & Power Ltd | SELCHP ERF | waste | 32 | 1994 | London
Spalding Energy Company Ltd | Spalding | CCGT | 860 | 2004 | East Midlands
Teesside Power Ltd | Teesside Power Station | CCGT | 1875 | 1992 | North East
Uskmouth Power Company Ltd | Uskmouth | coal/biomass | 363 | 2000 | Wales
Vattenfall Wind Power | Kentish Flats | wind (offshore) | 90 | 2005 | South East
Western Power Generation | Lynton | gas oil | 2 | 1961 | South West
| Princetown | kerosene | 3 | 1959 | South West
| Roseland | kerosene | 5 | 1963 | South West
| St Marys | gas oil | 6 | 1958 | South West
Yorkshire Windpower Ltd | Ovenden Moor | wind | 9 | 1993 | Yorkshire and
| Royd Moor | wind | 7 | 1993 | the Humber
Total |  |  | 78024
Other power stations(9)
Station type |  | Fuel | Capacity
(MW)
Renewable sources |  | wind | 433
and combustible wastes |  | landfill gas | 901
|  | sewage gas | 152
|  | hydro | 129.4
|  | waste | 294
|  | other | 216
CHP schemes listed in Table 5.12 |  | various fuels | 2183.4
CHP schemes other than major power producers and |  | mainly gas | 1562
renewables and those listed in Table 5.12
Other autogenerators |  | various fuels | 985
Interconnectors
Capacity
(MW)
England - France |  |  | 2000
Scotland - Northern Ireland |  |  | 500
Northern Ireland - Irish Republic |  |  | 600
Footnotes
(1) This list covers stations of more than 1 MW capacity, but excludes some renewables stations of over 1 MW which are
included in the sub table on page147.
(2) Joint venture with Scottish and Southern Energy
(3) Managed by RWE
(4) Owned by NDA but operated by Magnox Electric Ltd
(5) Managed by Cumbria Wind Farms Ltd
(6) Recommissioning dates.
(7) Animal Waste Derived Fuel, i.e. meat and bone meal, poultry litter, feathers and small quantities of other material such as wood chips.
(8) Total capacity is 2,370 MW but because of transmission constraints only 1,540 MW can be used at any one time.
(9) As at end December 2007.

## DUKES 2007
5.11 Power Stations in the United Kingdom
(operational at the end of May 2007)(1)
Company Name | Station Name | Fuel | Installed | Year of | Location
|  |  | Capacity | commission or | Scotland, Wales
|  |  | (MW) | year generation | Northern Ireland,
|  |  |  | began | or English region
AES | Kilroot | coal/oil | 520 | 1981 | Northern Ireland
Airtricity | Ardrossan | wind | 24 | 2004 | Scotland
| Tappaghan | wind | 20 | 2005 | Northern Ireland
Alcan | Lynemouth | coal | 420 | 1995 | North East
| Fort William | hydro | 62 | 1929 | Scotland
| Kinlochleven | hydro | 19.5 | 1907 | Scotland
Baglan Generation Ltd | Baglan Bay | gas turbine | 575 | 2002 | Wales
Barking Power | Barking | CCGT | 1000 | 1994 | London
Beaufort Wind Ltd | Bears Down | wind | 10 | 2001 | South West
| Bein Ghlas | wind | 8 | 1999 | Scotland
| Bryn Titli | wind | 10 | 1994 | Wales
| Carno | wind | 34 | 1996 | Wales
| Causeymire | wind | 48 | 2004 | Scotland
| Kirkby Moor | wind | 5 | 1993 | North West
| Lambrigg | wind | 7 | 2000 | North West
| Llyn Alaw | wind | 20 | 1997 | Wales
| Mynydd Gorddu | wind | 10 | 1996 | Wales
| Novar | wind | 17 | 1997 | Scotland
| Taff Ely | wind | 9 | 1993 | Wales
| Tow Law | wind | 2 | 2001 | North East
| Trysglwyn | wind | 6 | 1996 | Wales
| Windy Standard | wind | 22 | 1996 | Scotland
| North Hoyle | wind (offshore) | 60 | 2003 | Wales
Blyth Offshore Wind Ltd | Blyth Offshore | wind (offshore) | 4 | 2000 | North East
British Energy | Dungeness B | nuclear | 1090 | 1983 | South East
| Hartlepool | nuclear | 1190 | 1984 | North East
| Heysham1 | nuclear | 1160 | 1984 | North West
| Heysham 2 | nuclear | 1230 | 1988 | North West
| Hinkley Point B | nuclear | 860 | 1976 | South West
| Sizewell B | nuclear | 1188 | 1995 | East
| Hunterston B | nuclear | 840 | 1976 | Scotland
| Torness | nuclear | 1250 | 1988 | Scotland
| Eggborough | coal | 1960 | 1967 | Yorkshire and
the Humber
| Aberdare District Energy | gas | 10 | 2002 | Wales
| Bridgewater District Energy | gas | 10 | 2000 | South West
| Sevington District Energy | gas | 10 | 2000 | South East
| Solutia District Energy | gas | 10 | 2000 | Wales
BNFL British Nuclear Group | Oldbury | nuclear | 434 | 1967 | South West
| Wylfa | nuclear | 980 | 1971 | South East
| Fellside CHP | gas CHP | 180 | 1995 | North West
| Maentwrog | hydro | 28 | 1928 | Wales
Cemmaes Windfarm Ltd | Cemmaes | wind | 15 | 2002 (2) | Wales
Centrica | Barry | CCGT | 245 | 1998 | Wales
| Glanford Brigg | CCGT | 268 | 1993 | Yorkshire and
| Killingholme | CCGT | 665 | 1994 | the Humber
For footnotes see page 143
5.11 Power Stations in the United Kingdom
(operational at the end of May 2007)(1) (continued)
Company Name | Station Name | Fuel | Installed | Year of | Location
|  |  | Capacity | commission or | Scotland, Wales
|  |  | (MW) | year generation | Northern Ireland,
|  |  |  | began | or English region
Centrica (continued) | Kings Lynn | CCGT | 340 | 1996 | East
| Peterborough | CCGT | 405 | 1993 | East
| Roosecote | CCGT | 229 | 1991 | North West
| South Humber Bank | CCGT | 1285 | 1996 | Yorkshire and
the Humber
| Glens of Foundland | wind | 26 | 2005 | Scotland
| Barrow Offshore Windfarm | wind (offshore) | 90 | 2006 | North West
Citigen (London) UK Ltd | Charterhouse St, London | gas/gas oil CHP | 31 | 1995 | London
Cold Northcott Windfarm Ltd | Cold Northcott | wind | 7 | 1993 | South West
Coolkeeragh ESB Ltd | Coolkeeragh | CCGT | 408 | 2005 | Northern Ireland
Corby Power Ltd | Corby | CCGT | 401 | 1993 | East Midlands
Coryton Energy Company Ltd | Coryton | CCGT | 732 | 2001 | East
Crystal Rig Windfarm Ltd | Crystal Rig Windfarm | wind | 50 | 2003 | Scotland
Derwent Cogeneration | Derwent | gas CHP | 236 | 1994 | East Midlands
Drax Power Ltd | Drax | coal | 3870 | 1974 | Yorkshire and
| Drax GT | gas oil | 75 | 1971 | the Humber
EDF Energy | Sutton Bridge | CCGT | 800 | 1999 | East
| Cottam | coal | 2008 | 1969 | East Midlands
| West Burton | coal | 1972 | 1967 | East Midlands
| West Burton GT | gas oil | 40 | 1967 | East Midlands
EPR Ely Limited | Elean | straw/gas | 38 | 2001 | East
E.On UK | Kingsnorth | coal/oil | 1940 | 1970 | South East
| Ironbridge | coal | 970 | 1970 | West Midlands
| Ratcliffe | coal | 2000 | 1968 | East Midlands
| Grain | oil | 1300 | 1979 | South East
| Grain GT | gas oil | 55 | 1978 | South East
| Kingsnorth GT | gas oil | 34 | 1967 | South East
| Ratcliffe GT | gas oil | 34 | 1966 | East Midlands
| Taylor's Lane GT | gas oil | 132 | 1979 | London
| Connahs Quay | CCGT | 1380 | 1996 | Wales
| Cottam Development Centre | CCGT | 400 | 1999 | East Midlands
| Enfield | CCGT | 392 | 1999 | London
| Killingholme | CCGT | 900 | 1993 | Yorkshire and
the Humber
| Rheidol | hydro | 49 | 1961 | Wales
| Askam | wind | 4.62 | 1999 | North West
| Bessy Bell | wind | 5 | 1995 | Northern Ireland
| Blood Hill | wind | 2.25 | 1992 | East
| Bowbeat | wind | 31.2 | 2002 | Scotland
| Deucheran Hill | wind | 15.75 | 2001 | Scotland
| Great Eppleton | wind | 3 | 1997 | North East
| Hare Hill | wind | 5.1 | 2004 | North East
| High Volts | wind | 7.8 | 2004 | North East
| Holmside | wind | 5.1 | 2004 | North East
| Lowca | wind | 4.62 | 2000 | North West
| Oldside | wind | 5.4 | 1996 | North West
| Out Newton | wind | 9.1 | 2002 | Yorkshire and
the Humber
| Rheidol | wind | 2 | 1997 | Wales
| Scroby Sands | wind (offshore) | 60 | 2005 | East
For footnotes see page 143
5.11 Power Stations in the United Kingdom
(operational at the end of May 2007)(1) (continued)
Company Name | Station Name | Fuel | Installed | Year of | Location
|  |  | Capacity | commission or | Scotland, Wales
|  |  | (MW) | year generation | Northern Ireland,
|  |  |  | began | or English region
E.On UK (continued) | Siddick | wind | 4.2 | 1996 | North West
| St Breock | wind | 4.95 | 1994 | South West
Fenland Windfarms Ltd | Deeping | wind | 16 | 2006 | East Midlands
| Glass Moor | wind | 16 | 2006 | East Midlands
| Red House | wind | 12 | 2006 | East Midlands
| Red Tile | wind | 24 | 2007 | East Midlands
Fibrogen | Glanford | meat & bone | 13 | 1993 | East
meal
Fibropower Ltd | Eye, Suffolk | AWDF (3) | 13 | 1992 | East
Fibrothetford | Thetford | poultry litter | 39 | 1998 | East
First Hydro Company | Dinorwig | pumped storage | 1728 | 1983 | Wales
| Ffestiniog | pumped storage | 360 | 1961 | Wales
Gaz de France | Shotton | gas CHP | 180 | 2001 | Wales
Great Orton Windfarm Ltd | Great Orton | wind | 4 | 1999 (2) | North West
Haverigg III Ltd | Haverigg III | wind | 3 | 2005 | North West
HG Capital | Tyr Mostyn & Foel Goch | wind | 21 | 2005 | Wales
Immingham CHP LLP | Immingham CHP | gas CHP | 741 | 2004 | Yorkshire and
the Humber
Indian Queens Power Ltd | Indian Queens | gas oil/kerosene | 140 | 1996 | South West
International Power | Rugeley | coal | 1006 | 1972 | West Midlands
| Rugeley GT | gas oil | 50 | 1972 | West Midlands
| Deeside | CCGT | 500 | 1994 | Wales
| Saltend | CCGT | 1200 | 2000 | Yorkshire and
the Humber
K/S Winscales | Winscales 1 | wind | 2 | 1999 | North West
| Winscales 2 | wind | 7 | 2005 | North West
Llangwyryfon Windfarm Ltd | Llangwyryfon | wind | 9 | 2003 (2) | Wales
Paul's Hill Wind Ltd | Paul's Hill | wind | 64.4 | 2005 | Scotland
Premier Power Ltd | Ballylumford B | Gas/oil | 360 | 1968 | Northern Ireland
| Ballylumford C | CCGT | 616 | 2003 | Northern Ireland
RES-Gen Ltd | Dyffryn Brodyn | wind | 6 | 1994 | Wales
| Four Burrows | wind | 5 | 1995 | South West
| Forss | wind | 2 | 2003 | Scotland
| Lendrum's Bridge | wind | 13 | 2000 | Northern Ireland
| Altahullion | wind | 26 | 2003 | Northern Ireland
| Black Hill | wind | 29 | 2006 | Scotland
RGS Energy Ltd | Knapton | gas | 40 | 1994 | Yorkshire and
the Humber
Rocksavage Power Co. Ltd | Rocksavage | CCGT | 748 | 1998 | North West
Rothes Wind Ltd | Rothes | wind | 51 | 2004 | Scotland
RWE Npower Plc | Aberthaw B | coal | 1455 | 1971 | Wales
| Tilbury B | coal/oil | 1038 | 1968 | East
| Didcot A | coal/gas | 1958 | 1972 | South East
| Aberthaw GT | gas oil | 51 | 1971 | Wales
| Cowes | gas oil | 140 | 1982 | South East
| Didcot GT | gas oil | 100 | 1972 | South East
| Fawley GT | gas oil | 34 | 1969 | South East
| Littlebrook GT | gas oil | 105 | 1982 | South East
For footnotes see page 143
5.11 Power Stations in the United Kingdom
(operational at the end of May 2007)(1) (continued)
Company Name | Station Name | Fuel | Installed | Year of | Location
|  |  | Capacity | commission or | Scotland, Wales
|  |  | (MW) | year generation | Northern Ireland,
|  |  |  | began | or English region
RWE Npower Plc (continued) | Tilbury GT | gas oil | 68 | 1968 | East
| Little Barford GT | gas oil | 17 | 2006 | East
| Fawley | oil | 968 | 1969 | South East
| Littlebrook D | oil | 2055 | 1982 | South East
| Didcot B | CCGT | 1390 | 1998 | South East
| Great Yarmouth | CCGT | 420 | 2001 | East
| Little Barford | CCGT | 665 | 1995 | East
| Braevallich | hydro | 2 | 2005 | Scotland
| Cwm Dyli | hydro | 10 | 2002 (2) | Wales
| Dolgarrog High Head | hydro | 18 | 2002 (2) | Wales
| Dolgarrog Low Head | hydro | 15 | 1926/2002 | Wales
| Garrogie | hydro | 2 | 2005 | Scotland
| Inverbain | hydro | 1 | 2006 | Scotland
| Kielder | hydro | 6 | 2006 (2) | Yorkshire and
the Humber
Scottish & Southern Energy plc
Hydro Schemes:
Affric/Beauly | Mullardoch Tunnel | hydro | 2.4 | 1955 | Scotland
| Fasnakyle | hydro | 69 | 1951 | Scotland
| Fasnakyle Compensation Set | hydro | 8 | 2006 | Scotland
| Deanie | hydro | 38 | 1963 | Scotland
| Culligran | hydro | 17 | 1962 | Scotland
| Culligran Comp | hydro | 2 | 1962 | Scotland
| Aigas | hydro | 20 | 1962 | Scotland
| Kilmorack | hydro | 20 | 1962 | Scotland
Breadalbane | Lubreoch | hydro | 4 | 1958 | Scotland
| Cashlie | hydro | 11 | 1959 | Scotland
| Lochay | hydro | 45 | 1958 | Scotland
| Lochay Comp | hydro | 2 | 1959 | Scotland
| Finlarig | hydro | 16.5 | 1955 | Scotland
| Lednock | hydro | 3 | 1961 | Scotland
| St. Fillans | hydro | 16.8 | 1957 | Scotland
| Dalchonzie | hydro | 4 | 1958 | Scotland
Conon | Achanalt | hydro | 3 | 1956 | Scotland
| Grudie Bridge | hydro | 18.7 | 1950 | Scotland
| Mossford | hydro | 18.7 | 1957 | Scotland
| Luichart | hydro | 34 | 1954 | Scotland
| Orrin | hydro | 18 | 1959 | Scotland
| Torr Achilty | hydro | 15 | 1954 | Scotland
Foyers | Foyers | hydro/ | 300 | 1974 | Scotland
pumped storage
Great Glen | Foyers Falls | hydro | 5.2 | 1968 | Scotland
| Mucomir | hydro | 2 | 1962 | Scotland
| Ceannacroc | hydro | 20 | 1956 | Scotland
| Livishie | hydro | 15 | 1962 | Scotland
| Glenmoriston | hydro | 37 | 1957 | Scotland
| Quoich | hydro | 18 | 1955 | Scotland
| Invergarry | hydro | 20 | 1956 | Scotland
| Kingairloch | hydro | 3.5 | 2005 | Scotland
Shin | Cassley | hydro | 10 | 1959 | Scotland
| Lairg | hydro | 3.5 | 1959 | Scotland
| Shin | hydro | 18.7 | 1958 | Scotland
For footnotes see page 143
5.11 Power Stations in the United Kingdom
(operational at the end of May 2007)(1) (continued)
Company Name | Station Name | Fuel | Installed | Year of | Location
|  |  | Capacity | commission or | Scotland, Wales
|  |  | (MW) | year generation | Northern Ireland,
|  |  |  | began | or English region
Scottish & Southern Energy plc
Hydro Schemes (continued)
Sloy/Awe | Sloy | hydro | 152.5 | 1950 | Scotland
| Sron Mor | hydro | 5 | 1957 | Scotland
| Clachan | hydro | 40 | 1955 | Scotland
| Allt-na-Lairgie | hydro | 6 | 1956 | Scotland
| Nant | hydro | 15 | 1963 | Scotland
| Inverawe | hydro | 25 | 1963 | Scotland
| Kilmelfort | hydro | 2 | 1956 | Scotland
| Loch Gair | hydro | 6 | 1961 | Scotland
| Lussa | hydro | 2.4 | 1952 | Scotland
| Striven | hydro | 8 | 1951 | Scotland
Tummel | Gaur | hydro | 7.9 | 1953 | Scotland
| Cuaich | hydro | 2.5 | 1959 | Scotland
| Loch Ericht | hydro | 2.2 | 1962 | Scotland
| Rannoch | hydro | 44.1 | 1930 | Scotland
| Tummel | hydro | 34 | 1933 | Scotland
| Errochty | hydro | 75 | 1955 | Scotland
| Clunie | hydro | 61.2 | 1950 | Scotland
| Pitlochry | hydro | 15 | 1950 | Scotland
Wind | Artfield Fell | wind | 20 | 2005 | Scotland
| Hadyard Hill | wind | 120 | 2005 | Scotland
| Spurness | wind | 8.3 | 2004 | Scotland
| Tangy | wind | 12.8 | 2002 | Scotland
Small Hydros: | Chliostair | hydro | 1.1 | 1960 | Scotland
| Cuileig | hydro | 3.2 | 2002 | Scotland
| Kerry Falls | hydro | 1.3 | 1951 | Scotland
| Loch Dubh | hydro | 1.2 | 1954 | Scotland
| Nostie Bridge | hydro | 1.3 | 1950 | Scotland
| Storr Lochs | hydro | 2.4 | 1952 | Scotland
Thermal: | Peterhead (4) | CCGT oil/gas | 1540 | 1980 | Scotland
| Fife Power Station | CCGT | 120 | 2000 | Scotland
| Keadby | CCGT | 745 | 1994 | Yorkshire and
the Humber
| Medway | CCGT | 688 | 1995 | South East
| Ferrybridge C | coal/biomass co-fired | 1955 | 1966 | Yorkshire and
the Humber
| Fiddler’s Ferry | coal/biomass co-fired | 1961 | 1971 | North West
| Ferrybridge GT | gas oil | 34 | 1966 | Yorkshire and
the Humber
| Fiddler’s Ferry GT | gas oil | 34 | 1969 | North West
| Chickerell | gas | 45 | 1998 | South West
| Burghfield | gas | 45 | 1998 | South East
| Thatcham | diesel | 8.9 | 1994 | South East
| Five Oaks | diesel | 8.9 | 1995 | South East
| Chippenham | gas | 10 | 2002 | South West
| Wheldale | mines gas | 8 | 2002 | Yorkshire and
the Humber
Island Generation | Arnish | diesel | 3 | 2001 | Scotland
| Barra | diesel | 2.1 | 1990 | Scotland
| Bowmore | diesel | 6 | 1946 | Scotland
| Kirkwall | diesel | 16.2 | 1953 | Scotland
| Lerwick | diesel | 67.2 | 1953 | Scotland
| Loch Carnan, South Uist | diesel | 11.8 | 1971 | Scotland
| Stornoway | diesel | 23.5 | 1950 | Scotland
| Tiree | diesel | 2.5 | 1945 | Scotland
For footnotes see page 143
5.11 Power Stations in the United Kingdom
(operational at the end of May 2007)(1) (continued)
Company Name | Station Name | Fuel | Installed | Year of | Location
|  |  | Capacity | commission or | Scotland, Wales
|  |  | (MW) | year generation | Northern Ireland,
|  |  |  | began | or English region
Scottish Power
Hydro schemes:
Galloway | Carsfad | hydro | 12 | 1936 | Scotland
| Drumjohn | hydro | 2 | 1985 | Scotland
| Earlstoun | hydro | 14 | 1936 | Scotland
| Glenlee | hydro | 24 | 1935 | Scotland
| Kendoon | hydro | 24 | 1936 | Scotland
| Tongland | hydro | 33 | 1935 | Scotland
Lanark | Bonnington | hydro | 11 | 1927 | Scotland
| Stonebyres | hydro | 6 | 1927 | Scotland
Cruachan | Cruachan | pumped storage | 440 | 1966 | Scotland
Thermal: | Cockenzie | coal | 1152 | 1967 | Scotland
| Longannet | coal | 2304 | 1970 | Scotland
| Damhead Creek | CCGT | 792 | 2000 | South East
| Rye House | CCGT | 715 | 1993 | East
| Shoreham | CCGT | 400 | 2000 | South East
Wind | Beinn an Tuirc | wind | 30 | 2002 | Scotland
| Carland Cross | wind | 6 | 1992 | South West
| Coal Clough | wind | 10 | 1992 | Scotland
| Corkey | wind | 5 | 1994 | Northern Ireland
| Cruach Mhor | wind | 30 | 2004 | Scotland
| Dun Law | wind | 17 | 2000 | Scotland
| Elliots Hill | wind | 5 | 1995 | Northern Ireland
| Hagshaw Hill | wind | 16 | 1995 | Scotland
| Hare Hill | wind | 13 | 2000 | Scotland
| Penryddian & Llidiartywaun | wind | 31 | 1992 | Wales
| Rigged Hill | wind | 5 | 1994 | Northern Ireland
Seabank Power Limited | Seabank 1 | CCGT | 812 | 1998 | South West
| Seabank 2 | CCGT | 410 | 2000 | South West
Sita Tyre Recycling Ltd | Wolverhampton(5) | waste | 20 | 1994 | West Midlands
South East London
Combined Heat & Power Ltd | Landmann Way, London | waste | 32 | 1994 | London
Spalding Energy Company Ltd | Spalding | CCGT | 860 | 2004 | East Midlands
Teesside Power Ltd | Teesside Power Station | CCGT | 1875 | 1992 | North East
TPG Wind Ltd | Rhyd-y-Groes | wind | 7 | 1992 | Wales
Uskmouth Power Company Ltd | Uskmouth | coal | 393 | 2000 | Wales
Vattenfall Wind Power | Kentish Flats | wind (offshore) | 90 | 2005 | South East
Western Power Generation | Lynton | gas oil | 2 | 1961 | South West
| Princetown | kerosene | 3 | 1959 | South West
| Roseland | kerosene | 5 | 1963 | South West
| St Marys | gas oil | 6 | 1958 | South West
Yorkshire Windpower Ltd | Ovenden Moor | wind | 9 | 1993 | Yorkshire and
| Royd Moor | wind | 7 | 1993 | the Humber
Total |  |  | 77376
For footnotes see page 143
5.11 Power Stations in the United Kingdom
(operational at the end of May 2007)(1) (continued)
Other power stations(6)
Station type |  | Fuel | Capacity
(MW)
Renewable sources |  | wind | 527
and combustible wastes |  | landfill gas | 856
|  | sewage gas | 123
|  | hydro | 130
|  | waste | 294
|  | other | 129
CHP schemes listed in Table 5.12 |  | various fuels | 1980
CHP schemes other than major power producers and |  | mainly gas | 1921
renewables and those listed in Table 5.12
Other autogenerators |  | various fuels | 1328
Interconnectors
Capacity
(MW)
England - France |  |  | 2000
Scotland - Northern Ireland |  |  | 500
Northern Ireland - Irish Republic |  |  | 600
Footnotes
(1) This list covers stations of more than 1 MW capacity, but excludes some renewables stations of over 1 MW which are
included in the sub table on page143.
(2) Recommissioning dates.
(3) Animal Waste Derived Fuel, i.e. meat and bone meal, poultry litter, feathers and small quantities of other material such as wood chips.
(4) Total capacity is 2,319 MW but because of transmission constraints only 1,540 MW can be used at any one time.
(5) There has been no generation from this site for several years.
(6) As at end December 2006.

## DUKES 2006
5.11 Power Stations in the United Kingdom
(operational at the end of May 2006)(1)
Company Name | Station Name | Fuel | Installed | Year of | Location
|  |  | Capacity | commission or | Scotland, Wales
|  |  | (MW) | year generation | Northern Ireland,
|  |  |  | began | or English region
AES | Kilroot | coal/oil | 520 | 1981 | Northern Ireland
| Indian Queens | gas oil/kerosene | 140 | 1996 | South West
Airtricity | Ardrossan | wind | 24 | 2004 | Scotland
| Tappaghan | wind | 20 | 2005 | Northern Ireland
Alcan | Lynemouth | coal | 420 | 1995 | North East
| Fort William | hydro | 62 | 1929 | Scotland
| Kinlochleven | hydro | 19.5 | 1907 | Scotland
Baglan Generation Ltd | Baglan Bay | gas turbine | 575 | 2002 | Wales
Barking Power | Barking | CCGT | 1000 | 1994 | London
Beaufort Wind Ltd | Bears Down | wind | 10 | 2001 | South West
| Bein Ghlas | wind | 8 | 1999 | Scotland
| Bryn Titli | wind | 10 | 1994 | Wales
| Carno | wind | 34 | 1996 | Wales
| Causeymire | wind | 48 | 2004 | Scotland
| Kirkby Moor | wind | 5 | 1993 | North West
| Lambrigg | wind | 7 | 2000 | North West
| Llyn Alaw | wind | 20 | 1997 | Wales
| Mynydd Gorddu | wind | 10 | 1996 | Wales
| Novar | wind | 17 | 1997 | Scotland
| Taff Ely | wind | 9 | 1993 | Wales
| Tow Law | wind | 2 | 2001 | North East
| Trysglwyn | wind | 6 | 1996 | Wales
| Windy Standard | wind | 22 | 1996 | Scotland
| North Hoyle | wind (offshore) | 60 | 2003 | Wales
Blyth Offshore Wind Ltd | Blyth Offshore | wind (offshore) | 4 | 2000 | Yorkshire and
the Humber
British Energy | Dungeness B | nuclear | 1090 | 1983 | South East
| Hartlepool | nuclear | 1190 | 1984 | North East
| Heysham1 | nuclear | 1160 | 1984 | North West
| Heysham 2 | nuclear | 1230 | 1988 | North West
| Hinkley Point B | nuclear | 1220 | 1976 | South West
| Sizewell B | nuclear | 1196 | 1995 | East
| Hunterston B | nuclear | 1215 | 1976 | Scotland
| Torness | nuclear | 1250 | 1988 | Scotland
| Eggborough | coal | 1960 | 1967 | Yorkshire and
the Humber
| Aberdare District Energy | gas | 10 | 2002 | Wales
| Bridgwater District Energy | gas | 10 | 2000 | South West
| Sevington District Energy | gas | 10 | 2000 | South East
| Solutia District Energy | gas | 10 | 2000 | Wales
BNFL British Nuclear Group | Dungeness A | nuclear | 450 | 1965 | South East
| Oldbury | nuclear | 434 | 1967 | South West
| Sizewell A | nuclear | 420 | 1966 | East
| Wylfa | nuclear | 980 | 1971 | South East
| Maentwrog | hydro | 28 | 1928 | Wales
Cemmaes Windfarm Ltd | Cemmaes | wind | 15 | 2002 (2) | Wales
Centrica | Barry | CCGT | 250 | 1998 | Wales
| Glanford Brigg | CCGT | 268 | 1993 | Yorkshire and
| Killingholme | CCGT | 660 | 1994 | the Humber
| Kings Lynn | CCGT | 340 | 1996 | East
For footnotes see page 143
5.11 Power Stations in the United Kingdom
(operational at the end of May 2006)(1) (continued)
Company Name | Station Name | Fuel | Installed | Year of | Location
|  |  | Capacity | commission or | Scotland, Wales
|  |  | (MW) | year generation | Northern Ireland,
|  |  |  | began | or English region
Centrica (continued) | Peterborough | CCGT | 380 | 1993 | East
| Roosecote | CCGT | 229 | 1991 | North West
| South Humber Bank 1 | CCGT | 785 | 1996 | Yorkshire and
| South Humber Bank 2 | CCGT | 527 | 1998 | the Humber
Citigen (London) UK Ltd | Charterhouse St, London | gas/gas oil CHP | 31 | 1995 | London
Cold Northcott Windfarm Ltd | Cold Northcott | wind | 7 | 1993 | South West
Coolkeeragh ESB Ltd | Coolkeeragh | CCGT | 420 | 2005 | N. Ireland
Corby Power Ltd | Corby | CCGT | 401 | 1993 | East Midlands
Coryton Energy Company Ltd | Coryton | CCGT | 753 | 2001 | East
Crystal Rig Windfarm Ltd | Crystal Rig Windfarm | wind | 50 | 2003 | Scotland
Derwent Cogeneration | Derwent | gas CHP | 236 | 1994 | East Midlands
Drax Power Ltd | Drax | coal | 3870 | 1974 | Yorkshire and
| Drax GT | gas oil | 75 | 1971 | the Humber
EDF Energy | Sutton Bridge | CCGT | 800 | 1999 | East
| Cottam | coal | 2008 | 1969 | East Midlands
| West Burton | coal | 1972 | 1967 | East Midlands
| West Burton GT | gas oil | 40 | 1967 | East Midlands
EPR Ely Limited | Elean | straw/gas | 38 | 2001 | Cambridgeshire
E.On UK | Kingsnorth | coal/oil | 1940 | 1970 | South East
| Ironbridge | coal | 970 | 1970 | West Midlands
| Ratcliffe | coal | 2000 | 1968 | East Midlands
| Grain (3) | oil | 650 | 1979 | South East
| Grain GT | gas oil | 55 | 1978 | South East
| Kingsnorth GT | gas oil | 34 | 1967 | South East
| Ratcliffe GT | gas oil | 34 | 1966 | East Midlands
| Taylor's Lane GT | gas oil | 132 | 1979 | London
| Connahs Quay | CCGT | 1380 | 1996 | Wales
| Cottam Development Centre | CCGT | 400 | 1999 | East Midlands
| Enfield | CCGT | 392 | 1999 | London
| Killingholme | CCGT | 900 | 1993 | Yorkshire and
the Humber
| Rheidol | hydro | 49 | 1961 | Wales
| Askam | wind | 4.62 | 1999 | North West
| Bessy Bell | wind | 5 | 1995 | Northern Ireland
| Blood Hill | wind | 2.25 | 1992 | East
| Bowbeat | wind | 31.2 | 2002 | Scotland
| Deucheran Hill | wind | 15.75 | 2001 | Scotland
| Great Eppleton | wind | 3 | 1997 | North East
| Hare Hill | wind | 5.1 | 2004 | North East
| High Volts | wind | 7.8 | 2004 | North East
| Holmside | wind | 5.1 | 2004 | North East
| Lowca | wind | 4.62 | 2000 | North West
| Oldside | wind | 5.4 | 1996 | North West
| Out Newton | wind | 9.1 | 2002 | Yorkshire and
the Humber
| Rheidol | wind | 50 | 1997 | Wales
| Scroby Sands | wind (offshore) | 60 | 2004 | East
| Siddick | wind | 4.2 | 1996 | North West
| St Breock | wind | 4.95 | 1994 | South West
For footnotes see page 143
5.11 Power Stations in the United Kingdom
(operational at the end of May 2006)(1) (continued)
Company Name | Station Name | Fuel | Installed | Year of | Location
|  |  | Capacity | commission or | Scotland, Wales
|  |  | (MW) | year generation | Northern Ireland,
|  |  |  | began | or English region
Fellside Heat and Power | Fellside | gas CHP | 168 | 1993 | North West
Fenland Windfarms Ltd | Deeping | wind | 16 | 2006 | East Midlands
| Glass Moor | wind | 16 | 2006 | East Midlands
| Red House | wind | 12 | 2006 | East Midlands
Fibrogen | Glanford | meat & bone | 13 | 1993 | East
meal
Fibropower Ltd | Eye, Suffolk | poultry litter | 13 | 1992 | East
Fibrothetford | Thetford | poultry litter | 39 | 1998 | East
First Hydro Company | Dinorwig | pumped storage | 1728 | 1983 | Wales
| Ffestiniog | pumped storage | 360 | 1961 | Wales
Gaz de France | Shotton | gas CHP | 180 | 2001 | Scotland
Great Orton Windfarm Ltd | Great Orton | wind | 4 | 1999 (2) | North West
Haverigg III Ltd | Haverigg III | wind | 3 | 2005 | North West
HG Capital | Tyr Mostyn & Foel Goch | wind | 21 | 2005 | Wales
Immingham CHP LLP | Immingham CHP | gas CHP | 741 | 2004 | Yorkshire and
the Humber
International Power | Rugeley | coal | 1006 | 1972 | West Midlands
| Rugeley GT | gas oil | 50 | 1972 | West Midlands
| Deeside | CCGT | 500 | 1994 | Wales
| Saltend | CCGT | 1200 | 2000 | Yorkshire and
the Humber
K/S Winscales | Winscales 1 | wind | 2 | 1999 | North West
| Winscales 2 | wind | 7 | 2005 | North West
Llangwyryfon Windfarm Ltd | Llangwyryfon | wind | 9 | 2003 (2) | Wales
Paul's Hill WindLtd | Paul's Hill | wind | 55 | 2005 | Scotland
Premier Power Ltd | Ballylumford B | Gas/oil | 380 | 1968 | Northern Ireland
| Ballylumford C | CCGT | 616 | 2003 | Northern Ireland
Rocksavage Power Co. Ltd | Rocksavage | CCGT | 750 | 1997 | North West
Rothes Wind Ltd | Rothes | wind | 51 | 2004 | Scotland
RWE Npower Plc | Aberthaw B | coal | 1455 | 1971 | Wales
| Tilbury B (4) | coal/oil | 1029 | 1968 | East
| Didcot A | coal/gas | 1940 | 1972 | South East
| Aberthaw GT | gas oil | 51 | 1971 | Wales
| Cowes | gas oil | 70 | 1982 | South East
| Didcot GT | gas oil | 100 | 1972 | South East
| Fawley GT | gas oil | 34 | 1969 | South East
| Littlebrook GT | gas oil | 105 | 1982 | South East
| Tilbury GT | gas oil | 34 | 1968 | East
| Fawley (4) | oil | 484 | 1969 | South East
| Littlebrook D | oil | 2055 | 1982 | South East
| Didcot B | CCGT | 1370 | 1998 | South East
| Great Yarmouth | CCGT | 420 | 2001 | East
| Little Barford | CCGT | 665 | 1995 | East
For footnotes see page 143
5.11 Power Stations in the United Kingdom
(operational at the end of May 2006)(1) (continued)
Company Name | Station Name | Fuel | Installed | Year of | Location
|  |  | Capacity | commission or | Scotland, Wales
|  |  | (MW) | year generation | Northern Ireland,
|  |  |  | began | or English region
RWE Npower Plc (continued) | Braevallich | hydro | 2 | 2005 | Scotland
| Cwm Dyli | hydro | 10 | 2002 (2) | Wales
| Dolgarrog High Head | hydro | 18 | 2002 (2) | Wales
| Dolgarrog Low Head | hydro | 15 | 1926/2002 | Wales
| Garrogie | hydro | 2 | 2005 | Scotland
| Inverbain | hydro | 1 | 2006 | Scotland
| Kielder | hydro | 6 | 2006 (2) | Yorkshire and
the Humber
Scottish & Southern Energy plc
Hydro Schemes:
Affric/Beauly | Mullardoch Tunnel | hydro | 2.4 | 1955 | Scotland
| Fasnakyle | hydro | 69 | 1951 | Scotland
| Fasnakyle Compensation Set | hydro | 8 | 2006 | Scotland
| Deanie | hydro | 38 | 1963 | Scotland
| Culligran | hydro | 19.1 | 1962 | Scotland
| Aigas | hydro | 20 | 1962 | Scotland
| Kilmorack | hydro | 20 | 1962 | Scotland
Breadalbane | Lubreoch | hydro | 4 | 1958 | Scotland
| Cashlie | hydro | 11 | 1959 | Scotland
| Lochay | hydro | 47 | 1958 | Scotland
| Finlarig | hydro | 16.5 | 1955 | Scotland
| Lednock | hydro | 3 | 1961 | Scotland
| St. Fillans | hydro | 16.8 | 1957 | Scotland
| Dalchonzie | hydro | 4 | 1958 | Scotland
Conon | Achanalt | hydro | 3 | 1956 | Scotland
| Grudie Bridge | hydro | 18.7 | 1950 | Scotland
| Mossford | hydro | 18.7 | 1957 | Scotland
| Luichart | hydro | 34 | 1954 | Scotland
| Orrin | hydro | 18 | 1959 | Scotland
| Torr Achilty | hydro | 15 | 1954 | Scotland
Foyers | Foyers | hydro/ | 300 | 1974 | Scotland
pumped storage
Great Glen | Foyers Falls | hydro | 5.2 | 1968 | Scotland
| Mucomir | hydro | 2 | 1962 | Scotland
| Ceannacroc | hydro | 20 | 1956 | Scotland
| Livishie | hydro | 15 | 1962 | Scotland
| Glenmoriston | hydro | 37 | 1957 | Scotland
| Quoich | hydro | 18.5 | 1955 | Scotland
| Ivergarry | hydro | 20 | 1956 | Scotland
| Kingairloch | hydro | 3.5 | 2005 | Scotland
Shin | Cassley | hydro | 10 | 1959 | Scotland
| Lairg | hydro | 3.5 | 1959 | Scotland
| Shin | hydro | 18.7 | 1958 | Scotland
Sloy/Awe | Sloy | hydro | 152.5 | 1950 | Scotland
| Sron Mor | hydro | 5 | 1957 | Scotland
| Clachan | hydro | 40 | 1955 | Scotland
| Alt-na-Lairgie | hydro | 6 | 1956 | Scotland
| Nant | hydro | 15 | 1963 | Scotland
| Inverawe | hydro | 25 | 1963 | Scotland
| Kilmelfort | hydro | 2 | 1956 | Scotland
| Loch Gair | hydro | 6 | 1961 | Scotland
| Lussa | hydro | 2.4 | 1952 | Scotland
| Striven | hydro | 8 | 1951 | Scotland
For footnotes see page 143
5.11 Power Stations in the United Kingdom
(operational at the end of May 2006)(1) (continued)
Company Name | Station Name | Fuel | Installed | Year of | Location
|  |  | Capacity | commission or | Scotland, Wales
|  |  | (MW) | year generation | Northern Ireland,
|  |  |  | began | or English region
Scottish & Southern Energy plc
Hydro Schemes (continued)
Tummel | Gaur | hydro | 7.9 | 1953 | Scotland
| Cuaich | hydro | 2.5 | 1959 | Scotland
| Loch Ericht | hydro | 2.2 | 1962 | Scotland
| Rannoch | hydro | 44.1 | 1930 | Scotland
| Tummel | hydro | 34 | 1933 | Scotland
| Errochty | hydro | 75 | 1955 | Scotland
| Clunie | hydro | 61.2 | 1950 | Scotland
| Pitlochry | hydro | 15 | 1950 | Scotland
Wind | Artfield Fell | wind | 20 | 2005 | Scotland
| Hadyard Hill | wind | 120 | 2005 | Scotland
| Spurness | wind | 8.3 | 2004 | Scotland
| Tangy | wind | 12.8 | 2002 | Scotland
Small Hydros: | Chliostair | hydro | 1.1 | 1960 | Scotland
| Cuileag | hydro | 3.2 | 2002 | Scotland
| Kerry Falls | hydro | 1.3 | 1951 | Scotland
| Loch Dubh | hydro | 1.2 | 1954 | Scotland
| Nostie Bridge | hydro | 1.3 | 1950 | Scotland
| Storr Lochs | hydro | 2.4 | 1952 | Scotland
Thermal: | Peterhead (4) | CCGT oil/gas | 1540 | 1980 | Scotland
| Fife Power Station | CCGT | 120 | 2000 | Scotland
| Keadby | CCGT | 745 | 1994 | Yorkshire and
| Medway | CCGT | 688 | 1995 | South East
| Ferrybridge C | coal/biomass co-fired | 1955 | 1966 | the Humber
| Fiddler’s Ferry | coal/biomass co-fired | 1961 | 1971 | North West
| Ferrybridge GT | gas oil | 34 | 1966 | Yorkshire and
the Humber
| Fiddler’s Ferry GT | gas oil | 34 | 1969 | North West
| Chickerell | gas | 45 | 1998 | South West
| Burghfield | gas | 45 | 1998 | South East
| Thatcham | diesel | 8.9 | 1994 | South East
| Five Oaks | diesel | 8.9 | 1995 | South East
| Chippenham | gas | 10 | 2002 | South West
| Wheldale | gas | 10 | 2002 | Yorkshire and
the Humber
Island Generation | Arnish | diesel | 3 | 2001 | Scotland
| Barra | diesel | 2.1 | 1990 | Scotland
| Bowmore | diesel | 6 | 1946 | Scotland
| Kirkwall | diesel | 16.2 | 1953 | Scotland
| Lerwick | diesel | 67.2 | 1953 | Scotland
| Loch Carnan, South Uist | diesel | 11.8 | 1971 | Scotland
| Stornoway | diesel | 23.5 | 1950 | Scotland
| Tiree | diesel | 2.5 | 1945 | Scotland
Scottish Power
Hydro schemes:
Galloway | Carsfad | hydro | 12 | 1936 | Scotland
| Drumjohn | hydro | 2 | 1985 | Scotland
| Earlstoun | hydro | 14 | 1936 | Scotland
| Glenlee | hydro | 24 | 1935 | Scotland
| Kendoon | hydro | 24 | 1936 | Scotland
| Tongland | hydro | 33 | 1935 | Scotland
Lanark | Bonnington | hydro | 11 | 1927 | Scotland
| Stonebyres | hydro | 6 | 1927 | Scotland
For footnotes see page 143
5.11 Power Stations in the United Kingdom
(operational at the end of May 2006)(1) (continued)
Company Name | Station Name | Fuel | Installed | Year of | Location
|  |  | Capacity | commission or | Scotland, Wales
|  |  | (MW) | year generation | Northern Ireland,
|  |  |  | began | or English region
Scottish Power
Hydro schemes:
(continued)
Cruachan | Cruachan | pumped storage | 440 | 1966 | Scotland
Thermal: | Cockenzie | coal | 1152 | 1967 | Scotland
| Longannet | coal | 2304 | 1970 | Scotland
| Knapton | gas | 40 | 1994 | Yorkshire and
the Humber
| Damhead Creek | CCGT | 792 | 2000 | South East
| Rye House | CCGT | 715 | 1993 | East
| Shoreham | CCGT | 400 | 2000 | South East
Wind | Beinn an Tuirc | wind | 30 | 2002 | Scotland
| Carland Cross | wind | 6 | 1992 | South West
| Coal Clough | wind | 10 | 1992 | Scotland
| Corkey | wind | 5 | 1994 | Northern Ireland
| Cruach Mhor | wind | 30 | 2004 | Scotland
| Dun Law | wind | 17 | 2000 | Scotland
| Elliots Hill | wind | 5 | 1995 | Northern Ireland
| Hagshaw Hill | wind | 16 | 1995 | Scotland
| Hare Hill | wind | 13 | 2000 | Scotland
| Penryddian & Llidiartywaun | wind | 31 | 1992 | Wales
| Rigged Hill | wind | 5 | 1994 | Northern Ireland
Seabank Power Limited | Seabank 1 | CCGT | 812 | 1998 | South West
| Seabank 2 | CCGT | 410 | 2000 | South West
Sita Tyre Recycling Ltd | Wolverhampton(5) | waste | 20 | 1994 | West Midlands
South East London
Combined Heat & Power Ltd | Landmann Way, London | waste | 32 | 1994 | London
Spalding Energy Company Ltd | Spalding | CCGT | 903 | 2004 | East Midlands
Teesside Power Ltd | Teesside Power Station | CCGT | 1875 | 1992 | North East
TPG Wind Ltd | Rhyd-y-Groes | wind | 7 | 1992 | Wales
Uskmouth Power Company Ltd | Uskmouth | coal | 393 | 2000 | Wales
Western Power Generation | Lynton | gas oil | 2 | 1961 | South West
| Princetown | kerosene | 3 | 1959 | South West
| Roseland | kerosene | 5 | 1963 | South West
| St Marys | gas oil | 6 | 1958 | South West
Yorkshire Windpower Ltd | Ovenden Moor | wind | 9 | 1993 | Yorkshire and
| Royd Moor | wind | 7 | 1993 | the Humber
Total |  |  | 77504
For footnotes see page 143
5.11 Power Stations in the United Kingdom
(operational at the end of May 2006)(1) (continued)
Other power stations(6)
Station type |  | Fuel | Capacity
(MW)
Renewable sources |  | wind | 411
and combustible wastes |  | landfill gas | 818
|  | sewage gas | 128
|  | hydro | 105
|  | waste | 289
|  | other | 95
CHP schemes listed in Table 5.12 |  | various fuels | 1458
CHP schemes other than major power producers and |  | mainly gas | 2703
renewables and those listed in Table 5.12
Other autogenerators |  | various fuels | 1008
Interconnectors
Capacity
(MW)
England - France |  |  | 2000
Scotland - Northern Ireland |  |  | 500
Northern Ireland - Irish Republic |  |  | 600
Footnotes
(1) This list covers stations of more than 1 MW capacity, but excludes some renewables stations of over 1 MW which are
included in the sub table on page143.
(2) Recommissioning dates.
(3) Excludes mothballed capacity.
(4) Total capacity is 2,319 MW but because of transmission constraints only 1,540 MW can be used at any one time.
(5) There has been no generation from this site for several years.
(6) As at end December 2005.

## DUKES 2005
5.11 Power Stations in the United Kingdom
(operational at the end of May 2005)(1)
Company Name | Station Name | Fuel | Installed | Year of
|  |  | Capacity | commission or
|  |  | (MW) | year generation
began
AES | Kilroot | coal/oil | 520 | 1981
| Indian Queens | gas oil/kerosene | 140 | 1996
Airtricity | Ardrossan | wind | 24 | 2004
| Tappaghan | wind | 20 | 2005
Alcan | Lynemouth | coal | 420 | 1995
| Fort William | hydro | 62 | 1929
| Kinlochleven | hydro | 30 | 1907
Baglan Generation Ltd | Baglan Bay | gas turbine | 575 | 2002
Barking Power | Barking | CCGT | 1000 | 1994
Beaufort Wind Ltd | Kirkby Moor | wind | 5 | 1993
| Taff Ely | wind | 9 | 1993
| Bryn Titli | wind | 10 | 1994
| Trysglwyn | wind | 6 | 1996
| Carno | wind | 34 | 1996
| Novar | wind | 17 | 1997
| Llyn Alaw | wind | 20 | 1997
| Mynydd Gorddu | wind | 10 | 1996
| Bein Ghlas | wind | 8 | 1999
| Lambrigg | wind | 7 | 2000
| Tow Law | wind | 2 | 2001
British Energy | Dungeness B | nuclear | 1110 | 1985
| Hartlepool | nuclear | 1210 | 1989
| Heysham1 | nuclear | 1150 | 1989
| Heysham 2 | nuclear | 1250 | 1989
| Hinkley Point B | nuclear | 1220 | 1976
| Sizewell B | nuclear | 1188 | 1995
| Hunterston B | nuclear | 1190 | 1976
| Torness | nuclear | 1250 | 1988
| Eggborough | coal | 1960 | 1967
| Bridgewater District Energy | gas | 10 | 2000
| Solutia District Energy | gas | 10 | 2000
| Sevington District Energy | gas | 10 | 2000
| Aberdare District Energy | gas | 10 | 2002
BNFL British Nuclear Group | Dungeness A | nuclear | 450 | 1965
| Oldbury | nuclear | 434 | 1967
| Sizewell A | nuclear | 420 | 1966
| Wylfa | nuclear | 980 | 1971
| Maentwrog | hydro | 28 | 1928
Calpine Corporation | Saltend (2) | CCGT | 1200 | 2000
Cemmaes Windfarm Ltd | Cemmaes | wind | 15 | 2002 (3)
Centrica | Barry | CCGT | 250 | 1998
| Glanford Brigg | CCGT | 240 | 1993
| Killingholme | CCGT | 650 | 1994
| Kings Lynn | CCGT | 340 | 1996
| Peterborough | CCGT | 380 | 1993
| Roosecote | CCGT | 229 | 1991
Cold Northcott Windfarm Ltd | Cold Northcott | wind | 7 | 1993
5.11 Power Stations in the United Kingdom
(operational at the end of May 2005)(1) (continued)
Company Name | Station Name | Fuel | Installed | Year of
|  |  | Capacity | commission or
|  |  | (MW) | year generation
began
Citigen (London) UK Ltd | Charterhouse St, London | gas/gas oil | 31 | 1995
Coolkeeragh ESB Ltd | Coolkeeragh | CCGT | 420 | 2005
Corby Power Ltd | Corby | CCGT | 401 | 1993
Coryton Energy Company Ltd | Coryton | CCGT | 753 | 2001
Derwent Cogeneration | Derwent | gas CHP | 236 | 1994
Drax Power Ltd | Drax | coal | 3870 | 1974
| Drax GT | gas oil | 75 | 1971
EDF Energy | Sutton Bridge | CCGT | 800 | 1999
| Cottam | coal | 2008 | 1969
| West Burton | coal | 1972 | 1967
| West Burton GT | gas oil | 40 | 1967
EPR Ely Limited | Elean | straw/gas | 38 | 2001
E.On UK | Kingsnorth | coal/oil | 1940 | 1970
| Ironbridge | coal | 970 | 1970
| Ratcliffe | coal | 2000 | 1968
| Grain (4) | oil | 650 | 1979
| Grain GT | gas oil | 55 | 1978
| Kingsnorth GT | gas oil | 34 | 1967
| Ratcliffe GT | gas oil | 34 | 1966
| Taylor's Lane GT | gas oil | 132 | 1979
| Connahs Quay | CCGT | 1380 | 1996
| Cottam Development Centre | CCGT | 395 | 1999
| Brimsdown | CCGT | 392 | 1999
| Killingholme | CCGT | 900 | 1993
| Rheidol | hydro | 49 | 1961
| Askam | wind | 4.62 | 1999
| Bessy Bell | wind | 5 | 1995
| Blood Hill | wind | 2.25 | 1992
| Bowbeat | wind | 31.2 | 2002
| Deucheran Hill | wind | 15.75 | 2001
| Great Eppleton | wind | 3 | 1997
| Hare Hill | wind | 5.1 | 2004
| High Volts | wind | 7.8 | 2004
| Holmside | wind | 5.1 | 2004
| Lowca | wind | 4.62 | 2000
| Oldside | wind | 5.4 | 1996
| Out Newton | wind | 9.1 | 2002
| Rheidol | wind | 2.4 | 1997
| Scroby Sands | wind (offshore) | 60 | 2004
| Siddick | wind | 4.2 | 1996
| St Breock | wind | 4.95 | 1994
Fellside Heat and Power | Fellside | gas CHP | 168 | 1993
Fibrogen | Glanford | meat & bone meal | 13 | 1993
Fibropower Ltd | Eye, Suffolk | poultry litter | 13 | 1992
Fibrothetford | Thetford | poultry litter | 39 | 1998
Gaz de France | Shotton | gas CHP | 180 | 2001
Great Orton Windfarm Ltd | Great Orton | wind | 4 | 1999 (3)
Great Yarmouth Power Ltd | Great Yarmouth | CCGT | 420 | 2001
5.11 Power Stations in the United Kingdom
(operational at the end of May 2005)(1) (continued)
Company Name | Station Name | Fuel | Installed | Year of
|  |  | Capacity | commission or
|  |  | (MW) | year generation
began
Humber Power | South Humber Bank 1 | CCGT | 785 | 1996
| South Humber Bank 2 | CCGT | 527 | 1998
Immingham CHP LLP | Immingham CHP | gas CHP | 734 | 2004
International Power | Deeside | CCGT | 500 | 1994
| Rugeley | coal | 1006 | 1972
| Rugeley GT | gas oil | 50 | 1972
IPM Energy Ltd | Dinorwig | pumped storage | 1728 | 1983
| Ffestiniog | pumped storage | 360 | 1961
Llangwyryfon Windfarm Ltd | Llangwyryfon | wind | 9 | 2003 (3)
Npower Renewables | North Hoyle | wind (offshore) | 60 | 2003
| Windy Standard | wind | 22 | 1996
| Bears Down | wind | 10 | 2001
| Causeymire | wind | 48 | 2004
Premier Power Ltd | Ballylumford | CCGT | 996 | 2002
Rocksavage Power Co. Ltd | Rocksavage | CCGT | 750 | 1997
RWE Npower Plc | Aberthaw B | coal | 1455 | 1971
| Tilbury B (5) | coal/oil | 1029 | 1968
| Didcot A | coal/gas | 1940 | 1972
| Aberthaw GT | gas oil | 51 | 1971
| Cowes | gas oil | 70 | 1982
| Didcot GT | gas oil | 100 | 1972
| Fawley GT | gas oil | 34 | 1969
| Littlebrook GT | gas oil | 105 | 1982
| Tilbury GT | gas oil | 34 | 1968
| Fawley (5) | oil | 484 | 1969
| Littlebrook D | oil | 2055 | 1982
| Didcot B | CCGT | 1370 | 1998
| Little Barford | CCGT | 665 | 1995
| Cwm Dyli | hydro | 10 | 2002 (3)
| Dolgarrog High Head | hydro | 18 | 2002 (3)
| Dolgarrog Low Head | hydro | 15 | 1926/2002
Scottish & Southern Energy plc
Hydro Schemes:
Affric/Beauly | Mullardoch Tunnel | hydro | 2.4 | 1955
| Fasnakyle | hydro | 69 | 1951
| Deanie | hydro | 38 | 1963
| Culligran | hydro | 19.1 | 1962
| Aigas | hydro | 20 | 1962
| Kilmorack | hydro | 20 | 1962
Breadalbane | Lubreoch | hydro | 4 | 1958
| Cashlie | hydro | 11 | 1959
| Lochay | hydro | 47 | 1958
| Finlarig | hydro | 16.5 | 1955
| Lednock | hydro | 3 | 1961
| St. Fillans | hydro | 16.8 | 1957
| Dalchonzie | hydro | 4 | 1958
Conon | Achanalt | hydro | 3 | 1956
| Grudie Bridge | hydro | 18.7 | 1950
| Mossford | hydro | 18.7 | 1957
| Luichart | hydro | 34 | 1954
| Orrin | hydro | 18 | 1959
| Torr Achilty | hydro | 15 | 1954
5.11 Power Stations in the United Kingdom
(operational at the end of May 2005)(1) (continued)
Company Name | Station Name | Fuel | Installed | Year of
|  |  | Capacity | commission or
|  |  | (MW) | year generation
began
Scottish & Southern Energy plc
Hydro Schemes (continued)
Foyers | Foyers | hydro/pumped storage | 300 | 1974
Great Glen | Foyers Falls | hydro | 5.2 | 1968
| Mucomir | hydro | 2 | 1962
| Ceannacroc | hydro | 20 | 1956
| Livishie | hydro | 15 | 1962
| Glenmoriston | hydro | 37 | 1957
| Quoich | hydro | 18.5 | 1955
| Ivergarry | hydro | 20 | 1956
| Kingairloch | hydro | 3.5 | 2005
Shin | Cassley | hydro | 10 | 1959
| Lairg | hydro | 3.5 | 1959
| Shin | hydro | 18.7 | 1958
Sloy/Awe | Sloy | hydro | 152.5 | 1950
| Sron Mor | hydro | 5 | 1957
| Clachan | hydro | 40 | 1955
| Alt-na-Lairgie | hydro | 6 | 1956
| Nant | hydro | 15 | 1963
| Inverawe | hydro | 25 | 1963
| Kilmelfort | hydro | 2 | 1956
| Loch Gair | hydro | 6 | 1961
| Lussa | hydro | 2.4 | 1952
| Striven | hydro | 8 | 1951
Tummel | Gaur | hydro | 7.9 | 1953
| Cuaich | hydro | 2.5 | 1959
| Loch Ericht | hydro | 2.2 | 1962
| Rannoch | hydro | 44.1 | 1930
| Tummel | hydro | 34 | 1933
| Errochty | hydro | 75 | 1955
| Clunie | hydro | 61.2 | 1950
| Pitlochry | hydro | 15 | 1950
Wind | Spurness | wind | 8.3 | 2004
| Tangy | wind | 12.8 | 2002
Small Hydros: | Chliostair | hydro | 1.1 | 1960
| Kerry Falls | hydro | 1.3 | 1951
| Loch Dubh | hydro | 1.2 | 1954
| Nostie Bridge | hydro | 1.3 | 1950
| Storr Lochs | hydro | 2.4 | 1952
| Cuileag | hydro | 3.2 | 2002
Thermal: | Peterhead (6) | CCGT oil/gas | 1540 | 1980
| Medway | CCGT | 688 | 1995
| Fife Power Station | CCGT | 120 | 2000
| Keadby | CCGT | 745 | 1994
| Ferrybridge C | coal/biomass co-fired | 1955 | 1966
| Fiddler’s Ferry | coal/biomass co-fired | 1961 | 1971
| Ferrybridge GT | gas oil | 34 | 1966
| Fiddler’s Ferry GT | gas oil | 34 | 1969
| Chickerell | gas | 45 | 1998
| Burghfield | gas | 45 | 1998
| Thatcham | diesel | 8.9 | 1994
| Five Oaks | diesel | 8.9 | 1995
| Chippenham | gas | 10 | 2002
| Wheldale | gas | 10 | 2002
5.11 Power Stations in the United Kingdom
(operational at the end of May 2005)(1) (continued)
Company Name | Station Name | Fuel | Installed | Year of
|  |  | Capacity | commission or
|  |  | (MW) | year generation
began
Scottish & Southern Energy plc
Island Generation | Stornoway | diesel | 23.5 | 1950
| Lerwick | diesel | 67.2 | 1953
| Arnish | diesel | 3 | 2001
| Kirkwall | diesel | 16.2 | 1953
| Loch Carnan, South Uist | diesel | 11.8 | 1971
| Bowmore | diesel | 6 | 1946
| Tiree | diesel | 2.5 | 1945
| Barra | diesel | 2.1 | 1990
Scottish Power
Galloway | Carsfad | hydro | 12 | 1936
| Drumjohn | hydro | 2 | 1985
| Earlstoun | hydro | 14 | 1936
| Glenlee | hydro | 24 | 1935
| Kendoon | hydro | 24 | 1936
| Tongland | hydro | 33 | 1935
Lanark | Bonnington | hydro | 11 | 1927
| Stonebyres | hydro | 5 | 1927
Cruachan | Cruachan | pumped storage | 399 | 1966
Thermal: | Cockenzie | coal | 1152 | 1967
| Longannet | coal | 2304 | 1970
| Knapton | gas | 40 | 1994
| Rye House | CCGT | 715 | 1993
| Damhead Creek | CCGT | 792 | 2000
| Shoreham | CCGT | 400 | 2000
Wind | Beinn an Tuirc | wind | 30 | 2002
| Dun Law | wind | 17 | 2000
| Hare Hill | wind | 13 | 2000
| Hagshaw Hill | wind | 16 | 1995
| Cruach Mhor | wind | 30 | 2004
| Coal Clough | wind | 10 | 1992
| Carland Cross | wind | 6 | 1992
| Rigged Hill | wind | 5 | 1994
| Corkey | wind | 5 | 1994
| Elliots Hill | wind | 5 | 1995
| Penryddian & Llidiartywaun | wind | 31 | 1992
Seabank Power Limited | Seabank 1 | CCGT | 812 | 1998
| Seabank 2 | CCGT | 410 | 2000
Sita Tyre Recycling Ltd | Wolverhampton(7) | waste | 20 | 1994
South East London
Combined Heat & Power Ltd | Landmann Way, London | waste | 32 | 1994
Spalding Energy Company Ltd | Spalding | CCGT | 903 | 2004
Teesside Power Ltd | Teesside Power Station | CCGT | 1875 | 1992
Uskmouth Power Company Ltd | Uskmouth (2) | coal | 393 | 2000
Western Power Generation | St Marys | gas oil | 6 | 1958
| Princetown | kerosene | 3 | 1959
| Lynton | gas oil | 2 | 1961
| Roseland | kerosene | 5 | 1963
Total |  |  | 76972
For footnotes see next page
5.11 Power Stations in the United Kingdom
(operational at the end of May 2005)(1) (continued)
Other power stations(9)
Station type |  | Fuel | Capacity
(MW)
Renewable sources |  | wind | 227
and combustible wastes |  | landfill gas | 722
|  | sewage gas | 119
|  | hydro | 207.4
|  | waste | 275
|  | other | 90
CHP schemes listed in Table 5.12 |  | various fuels | 2731
CHP schemes other than major power producers and |  | mainly gas | 1295
renewables and those listed in Table 5.12
Other autogenerators |  | various fuels | 926
Interconnectors
Capacity
(MW)
England - Scotland (10) |  |  | 2200
England - France |  |  | 2000
Scotland - Northern Ireland |  |  | 500
Northern Ireland - Irish Republic |  |  | 600
Footnotes
(1) This list covers stations of more than 1 MW capacity, but excludes some renewables stations of over 1 MW which are
included in the sub table on page 142.
(2) This station was in the process of being sold to International Power in Summer 2005
(3) Recommissioning date.
(4) 650 MW remain mothballed and may be re-instated in 2005
(5) Excludes mothballed capacity.
(6) Total capacity is 2,319 MW but because of transmission constraints only 1,540 MW can be used at any one time.
(7) There has been no generation from this site for several years.
(8) Formerly Fifoots Point; resumed generation under new ownership in 2004
(9) As at end December 2004.
(10) From April 2005 this became part of the Great Britain wide electricity network

## DUKES 2004
5.11 Power Stations in the United Kingdom
(operational at the end of May 2004)(1)
Company Name | Station Name | Fuel | Installed | Year of
|  |  | Capacity | Commission or
|  |  | (MW) | year generation
began
AES | Kilroot | coal/oil | 520 | 1981
| Indian Queens | gas oil/kerosene | 140 | 1996
AES Fifoots Point Ltd | Fifoots Point (2) | coal | 393 | 2000
American Electric Power | Ferrybridge C | coal | 1955 | 1966
| Fiddler’s Ferry | coal | 1961 | 1971
| Ferrybridge GT | gas oil | 34 | 1966
| Fiddler’s Ferry GT | gas oil | 34 | 1969
Alcan | Lynemouth | coal | 420 | 1995
| Fort William | hydro | 62 | 1929
| Kinlochleven | hydro | 30 | 1907
Baglan Generation Ltd | Baglan Bay | CCGT | 575 | 2002
Barking Power | Barking | CCGT | 1000 | 1994
British Energy | Dungeness B | nuclear | 1110 | 1985
| Hartlepool | nuclear | 1210 | 1989
| Heysham1 | nuclear | 1150 | 1989
| Heysham 2 | nuclear | 1250 | 1989
| Hinkley Point B | nuclear | 1220 | 1976
| Sizewell B | nuclear | 1188 | 1995
| Hunterston B | nuclear | 1190 | 1976
| Torness | nuclear | 1250 | 1988
| Eggborough | coal | 1960 | 1967
| Bridgewater District Energy | gas | 10 | 2000
| Solutia District Energy | gas | 10 | 2000
| Sevington District Energy | gas | 10 | 2000
BNFL British Nuclear Group | Chapelcross | nuclear | 196 | 1959
| Dungeness A | nuclear | 450 | 1965
| Oldbury | nuclear | 434 | 1967
| Sizewell A | nuclear | 420 | 1966
| Wylfa | nuclear | 980 | 1971
| Maentwrog | hydro | 20 | 1928
Calpine Corporation | Saltend | CCGT | 1200 | 2000
Centrica | Barry | CCGT | 250 | 1998
| Kings Lynn | CCGT | 340 | 1996
| Peterborough | CCGT | 380 | 1993
| Roosecote | CCGT | 229 | 1991
Citigen (London) Ltd | Charterhouse St, London | gas/gas oil | 31 | 1995
Coolkeeragh Power | Coolkeeragh | oil | 120 | 1959
Corby Power | Corby | CCGT | 401 | 1993
Coryton Energy Company Ltd | Coryton | CCGT | 753 | 2001
Damhead Creek Limited (3) | Damhead Creek | CCGT | 792 | 2000
Derwent Cogeneration | Derwent | CHP | 236 | 1994
Drax Power Ltd | Drax | coal | 3870 | 1974
| Drax GT | gas oil | 75 | 1971
5.11 Power Stations in the United Kingdom
(operational at the end of May 2004)(1) (continued)
Company Name | Station Name | Fuel | Installed | Year of
|  |  | Capacity | Commission or
|  |  | (MW) | year generation
began
EDF Energy | Sutton Bridge | CCGT | 803 | 1999
| Cottam | coal | 2008 | 1969
| West Burton | coal | 1972 | 1967
| West Burton GT | gas oil | 40 | 1967
Edison Mission Energy | Dinorwig | pumped storage | 1728 | 1983
| Ffestiniog | pumped storage | 360 | 1961
Enfield Energy Centre Ltd | Brimsdown | CCGT | 390 | 1999
Fellside Heat and Power | Fellside | CHP | 168 | 1993
Fibrogen | Glanford | meat & bone meal | 13 | 1993
Fibropower Ltd | Eye, Suffolk | poultry litter | 13 | 1992
Fibrothetford | Thetford | poultry litter | 39 | 1998
Great Yarmouth Power Ltd | Great Yarmouth | CCGT | 420 | 2001
Humber Power | South Humber Bank 1 | CCGT | 785 | 1996
| South Humber Bank 2 | CCGT | 527 | 1998
Immingham CHP LLP | Immingham CHP | CHP | 734 | 2004
International Power | Deeside (4) | CCGT | 500 | 1994
| Rugeley | coal | 1006 | 1972
| Rugeley GT | gas oil | 50 | 1972
Killingholme Power Ltd (5) | Killingholme | CCGT | 650 | 1994
National Grid | Kielder | hydro | 5.5 | 1984
PowerGen | Kingsnorth | coal/oil | 1940 | 1970
| Ironbridge | coal | 970 | 1970
| Ratcliffe | coal | 2000 | 1968
| Grain (6) | oil | 650 | 1979
| Grain GT | gas oil | 55 | 1978
| Kingsnorth GT | gas oil | 34 | 1967
| Ratcliffe GT | gas oil | 34 | 1966
| Taylor's Lane GT | gas oil | 132 | 1979
| Connahs Quay | CCGT | 1380 | 1996
| Cottam Development Centre | CCGT | 400 | 1999
| Rheidol | hydro | 50 | 1961
Premier Power Ltd | Ballylumford | oil/gas | 1216 | 1968
Regional Power | Glanford Brigg | CCGT | 240 | 1993
Generators Ltd
Rocksavage Power Co. Ltd | Rocksavage | CCGT | 750 | 1997
RWE Innogy Plc | Aberthaw B | coal | 1455 | 1971
| Tilbury B (7) | coal/oil | 1020 | 1968
| Didcot A | coal/gas | 1925 | 1972
| Aberthaw GT | gas oil | 51 | 1971
| Cowes | gas oil | 70 | 1982
| Didcot GT | gas oil | 100 | 1972
5.11 Power Stations in the United Kingdom
(operational at the end of May 2004)(1) (continued)
Company Name | Station Name | Fuel | Installed | Year of
|  |  | Capacity | Commission or
|  |  | (MW) | year generation
began
RWE Innogy Plc (continued) | Fawley GT | gas oil | 34 | 1969
| Littlebrook GT | gas oil | 105 | 1982
| Tilbury GT | gas oil | 34 | 1968
| Fawley (7) | oil | 484 | 1969
| Littlebrook D (7) | oil | 685 | 1982
| Didcot B | CCGT | 1370 | 1998
| Little Barford | CCGT | 655 | 1995
| Cwm Dyli | hydro | 10 | 1989 (8)
| Dolgarrog | hydro | 37 | 1924
Scottish & Southern Energy plc
Schemes:
Affric/Beauly | Mullardoch Tunnel | hydro | 2.4 | 1955
| Fasnakyle | hydro | 69 | 1951
| Deanie | hydro | 38 | 1963
| Culligran | hydro | 19.1 | 1962
| Aigas | hydro | 20 | 1962
| Kilmorack | hydro | 20 | 1962
Breadalbane | Lubreoch | hydro | 4 | 1958
| Cashlie | hydro | 11 | 1959
| Lochay | hydro | 47 | 1958
| Finlarig | hydro | 16.5 | 1955
| Lednock | hydro | 3 | 1961
| St. Fillans | hydro | 16.8 | 1957
| Dalchonzie | hydro | 4 | 1958
Conon | Achanalt | hydro | 3 | 1956
| Grudie Bridge | hydro | 18.7 | 1950
| Mossford | hydro | 18.7 | 1957
| Luichart | hydro | 34 | 1954
| Orrin | hydro | 18 | 1959
| Torr Achilty | hydro | 15 | 1954
Foyers | Foyers | hydro/pumped storage | 300 | 1974
Great Glen | Foyers Falls | hydro | 5.2 | 1968
| Mucomir | hydro | 2 | 1962
| Ceannacroc | hydro | 20 | 1956
| Livishie | hydro | 15 | 1962
| Glenmoriston | hydro | 37 | 1957
| Quoich | hydro | 18.5 | 1955
| Ivergarry | hydro | 20 | 1956
Shin | Cassley | hydro | 10 | 1959
| Lairg | hydro | 3.5 | 1959
| Shin | hydro | 18.7 | 1958
Sloy/Awe | Sloy | hydro | 152.5 | 1950
| Sron Mor | hydro | 5 | 1957
| Clachan | hydro | 40 | 1955
| Alt-na-Lairgie | hydro | 6 | 1956
| Nant | hydro | 15 | 1963
| Inverawe | hydro | 25 | 1963
| Kilmelfort | hydro | 2 | 1956
| Loch Gair | hydro | 6 | 1961
| Lussa | hydro | 2.4 | 1952
| Striven | hydro | 8 | 1951
5.11 Power Stations in the United Kingdom
(operational at the end of May 2004)(1) (continued)
Company Name | Station Name | Fuel | Installed | Year of
|  |  | Capacity | Commission or
|  |  | (MW) | year generation
began
Scottish & Southern Energy plc (continued)
Tummel | Gaur | hydro | 7.9 | 1953
| Cuaich | hydro | 2.5 | 1959
| Loch Ericht | hydro | 2.2 | 1962
| Rannoch | hydro | 44.1 | 1930
| Tummel | hydro | 34 | 1933
| Errochty | hydro | 75 | 1955
| Clunie | hydro | 61.2 | 1950
| Pitlochry | hydro | 15 | 1950
Small Hydros: | Chliostair | hydro | 1.1 | 1960
| Kerry Falls | hydro | 1.3 | 1951
| Loch Dubh | hydro | 1.2 | 1954
| Nostie Bridge | hydro | 1.3 | 1950
| Storr Lochs | hydro | 2.4 | 1952
| Cuileag | hydro | 3.2 | 2002
Thermal: | Peterhead (9) | CCGT oil/gas | 1540 | 1980
| Medway | CCGT | 688 | 1995
| Fife Power Station | CCGT | 120 | 2000
| Keadby | CCGT | 745 | 1994
| Chickerell | gas | 45 | 1998
| Burghfield | gas | 45 | 1998
| Thatcham | diesel | 8.9 | 1994
| Five Oaks | diesel | 8.9 | 1995
| Chippenham | gas | 10 | 2002
| Wheldale | gas | 10 | 2002
Island Generation | Stornoway | diesel | 23.5 | 1950
| Lerwick | diesel | 67.2 | 1953
| Arnish | diesel | 3 | 2001
| Kirkwall | diesel | 16.2 | 1953
| Loch Carnan, South Uist | diesel | 11.8 | 1971
| Bowmore | diesel | 6 | 1946
| Tiree | diesel | 2.5 | 1945
| Barra | diesel | 2.1 | 1990
Scottish Power
Schemes:
Galloway | Carsfad | hydro | 12 | 1936
| Drumjohn | hydro | 2 | 1985
| Earlstoun | hydro | 14 | 1936
| Glenlee | hydro | 24 | 1935
| Kendoon | hydro | 24 | 1936
| Tongland | hydro | 33 | 1935
Lanark | Bonnington | hydro | 11 | 1927
| Stonebyres | hydro | 5 | 1927
Cruachan | Cruachan | pumped storage | 399 | 1966
Thermal: | Cockenzie | coal | 1152 | 1967
| Longannet | coal | 2304 | 1970
| Knapton | gas oil | 40 | 1994
| Rye House | CCGT | 715 | 1993
Seabank Power Limited | Seabank 1 | CCGT | 812 | 1998
| Seabank 2 | CCGT | 410 | 2000
5.11 Power Stations in the United Kingdom
(operational at the end of May 2004)(1) (continued)
Company Name | Station Name | Fuel | Installed | Year of
|  |  | Capacity | Commission or
|  |  | (MW) | year generation
began
Sita Tyre Recycling Ltd | Wolverhampton(10) | waste | 20 | 1994
South Coast Power | Shoreham | CCGT | 400 | 2000
South East London
Combined Heat & Power Ltd | Landmann Way, London | waste | 32 | 1994
Spalding Energy Company Ltd | Spalding | CCGT | 903 | 2004
Teesside Power Ltd | Teesside Power Station | CCGT | 1875 | 1992
Western Power Generation | St Marys | gas oil | 6 | 1958
| Princetown | kerosene | 3 | 1959
| Lynton | gas oil | 2 | 1961
| Roseland | kerosene | 5 | 1963
Total |  |  | 73855
(1) This list covers stations of more than 1 MW capacity, but excludes some renewables stations of over 1 MW which are
included in the section below.
(2) AES Fifoots is in administration and not currently operating although it did operate under lease in winter 2003/04.
(3) Purchased by Scottish Power in June 2004
(4) Includes 250 MW re-instated in October 2003.
(5) Purchased by Centrica in June 2004
(6) As re-instated in October 2003; 650 MW remain mothballed.
(7) Excludes mothballed capacity.
(8) Recommissioning date.
(9) Total capacity is 2,319 MW but because of transmission constraints only 1,540 MW can be used at any one time.
(10) There has been no generation from this site for several years.
Other power stations(11)
Station type |  | Fuel | Capacity
(MW)
Renewable sources |  | wind | 742
and combustible wastes |  | landfill gas | 619
|  | sewage gas | 101
|  | hydro | 133
|  | waste | 269
|  | other | 119
CHP schemes other than |  | mainly gas | 3978
major power producers and
renewables
Other autogenerators |  | various fuels | 926
(11) As at end December 2003.
Interconnectors
Capacity
(MW)
England - Scotland |  |  | 2200
England - France |  |  | 2000
Scotland - Northern Ireland |  |  | 500
Northern Ireland - Irish Republic |  |  | 600